## lifespan_sources
Source | Type (technology or scale) | Lifespan.2015 | Lifespan.2020 | Lifespan.2025 | Lifespan.2030 | Lifespan.2035 | Lifespan.2040 | Lifespan.2045 | Lifespan.2050 | Reference | Note | Justification
Coal | Pulverised supercritical coal/lignite plants | 40 | 40 | 40 | 40 | 40 | 40 | 40 | 40 | https://setis.ec.europa.eu/system/files/ETRI_2014.pdf | p.41
Coal | Integrated Gasification Combined Cycle | 35 | 35 | 35 | 35 | 35 | 35 | 35 | 35 | https://setis.ec.europa.eu/system/files/ETRI_2014.pdf | p.44
Gas | Open-cycle gas turbine | 30 | [7 empty] | https://setis.ec.europa.eu/system/files/ETRI_2014.pdf | p.38
Gas | Combined cycle gas turbine advanced | 30 | 30 | 30 | 30 | 30 | 30 | 30 | 30 | https://setis.ec.europa.eu/system/files/ETRI_2014.pdf | p.40
Gas | Integrated Gasification Combined Cycle | 35 | 35 | 35 | 35 | 35 | 35 | 35 | 35 | https://setis.ec.europa.eu/system/files/ETRI_2014.pdf | p.44
Nuclear | Generation III Light Water Reactor | 60 | 60 | 60 | 60 | 60 | 60 | 60 | 60 | https://setis.ec.europa.eu/system/files/ETRI_2014.pdf | p.58
Hydro | Compromise between all - missing data to separate | 60 | 60 | 60 | 60 | 60 | 60 | 60 | 60 | https://setis.ec.europa.eu/system/files/ETRI_2014.pdf | p.24-26
Wind | Onshore | 20 | 22 | 23.5 | 25 | 25 | 25 | 25 | 25 | https://setis.ec.europa.eu/system/files/ETRI_2014.pdf | p.14-15
Wind | Offshore | 20 | 25 | 27.5 | 30 | 30 | 30 | 30 | 30 | https://setis.ec.europa.eu/system/files/ETRI_2014.pdf | p.16
Petroleum and oil | Open-cycle gas turbine | 30 | [7 empty] | https://setis.ec.europa.eu/system/files/ETRI_2014.pdf | p.38
Petroleum and oil | Integrated Gasification Combined Cycle | 35 | 35 | 35 | 35 | 35 | 35 | 35 | 35 | https://setis.ec.europa.eu/system/files/ETRI_2014.pdf | p.44
Bioenergy | Grate furnace steam turbine (biomass) | 25 | 25 | 25 | 25 | 25 | 25 | 25 | 25 | https://setis.ec.europa.eu/system/files/ETRI_2014.pdf | p.70
Bioenergy | Fluidised bed boiler (biomass) | 25 | 25 | 25 | 25 | 25 | 25 | 25 | 25 | https://setis.ec.europa.eu/system/files/ETRI_2014.pdf | p.71
Bioenergy | Biomass integrated gasification combined cycle | 25 | 25 | 25 | 25 | 25 | 25 | 25 | 25 | https://setis.ec.europa.eu/system/files/ETRI_2014.pdf | p.72
Bioenergy | Anaerobic digestion (biogas) | 20 | 20 | 20 | 20 | 20 | 20 | 20 | 20 | https://setis.ec.europa.eu/system/files/ETRI_2014.pdf | p.73
Solar PV | Utility/commercial >2 MW without tracking | 25 | 25 | 25 | 25 | 25 | 25 | 25 | 25 | https://setis.ec.europa.eu/system/files/ETRI_2014.pdf | p.19-20
Solar PV | Residential | 25 | 25 | 25 | 25 | 25 | 25 | 25 | 25 | https://setis.ec.europa.eu/system/files/ETRI_2014.pdf | p.21
Solar thermal (CSP) | Parabolic trough | 30 | 30 | 30 | 30 | 30 | 30 | 30 | 30 | https://setis.ec.europa.eu/system/files/ETRI_2014.pdf | p.22
Tide, wave, ocean | Wave | 20 | 20 | 20 | 20 | 20 | 20 | 20 | 20 | https://setis.ec.europa.eu/system/files/ETRI_2014.pdf | p.33 | Wave energy assumed to have greater potential than tidal (see https://publications.jrc.ec.europa.eu/repository/bitstream/JRC118296/jrc118296_1.pdf)
Tide, wave, ocean | Tidal | 20 | 20 | 20 | 20 | 20 | 20 | 20 | 20 | https://setis.ec.europa.eu/system/files/ETRI_2014.pdf | p.35
Geothermal | Flash power plants | 30 | 30 | 30 | 30 | 30 | 30 | 30 | 30 | https://setis.ec.europa.eu/system/files/ETRI_2014.pdf | p.29

## lifespan
Industry.Name | Industry.Code | Lifespan.2015 | Lifespan.2020 | Lifespan.2025 | Lifespan.2030 | Lifespan.2035 | Lifespan.2040 | Lifespan.2045 | Lifespan.2050
Production of electricity by coal | i40.11.a | 40 | 40 | 40 | 40 | 40 | 40 | 40 | 40
Production of electricity by gas | i40.11.b | 30 | 30 | 30 | 30 | 30 | 30 | 30 | 30
Production of electricity by nuclear | i40.11.c | 60 | 60 | 60 | 60 | 60 | 60 | 60 | 60
Production of electricity by hydro | i40.11.d | 60 | 60 | 60 | 60 | 60 | 60 | 60 | 60
Production of electricity by wind onshore | i40.11.e.1 | 20 | 22 | 23.5 | 25 | 25 | 25 | 25 | 25
Production of electricity by wind offshore | i40.11.e.2 | 20 | 25 | 27.5 | 30 | 30 | 30 | 30 | 30
Production of electricity by petroleum and other oil derivatives | i40.11.f | 35 | 35 | 35 | 35 | 35 | 35 | 35 | 35
Production of electricity by biomass and waste | i40.11.g | 25 | 25 | 25 | 25 | 25 | 25 | 25 | 25
Production of electricity by solar photovoltaic utility | i40.11.h.1 | 25 | 25 | 25 | 25 | 25 | 25 | 25 | 25
Production of electricity by solar photovoltaic residential | i40.11.h.2 | 25 | 25 | 25 | 25 | 25 | 25 | 25 | 25
Production of electricity by solar thermal | i40.11.i | 30 | 30 | 30 | 30 | 30 | 30 | 30 | 30
Production of electricity by tide, wave, ocean | i40.11.j | 20 | 20 | 20 | 20 | 20 | 20 | 20 | 20
Production of electricity by Geothermal | i40.11.k | 30 | 30 | 30 | 30 | 30 | 30 | 30 | 30

## capex_sources
Source | Type (technology or scale) | Category | Share | Share.DE | Share.IT | Share.FR | Share.GB | Shortcut | Reference | Note | Justification
Coal | Pulverised supercritical coal/lignite plants | Civil and structural costs | 11% |  |  |  |  | ETRI | https://setis.ec.europa.eu/system/files/ETRI_2014.pdf | p.41 + p.10 explanation of the breakdown
Coal | Pulverised supercritical coal/lignite plants | Mechanical equipment supply and installation costs | 40%
Coal | Pulverised supercritical coal/lignite plants | Electrical and I&C supply and installation | 6%
Coal | Pulverised supercritical coal/lignite plants | Project indirect costs | 26%
Coal | Pulverised supercritical coal/lignite plants | Owner's costs | 17%
Coal | Pulverised supercritical coal/lignite plants | Total | 100%
Coal | Integrated Gasification Combined Cycle | Civil and structural costs | 3% |  |  |  |  | ETRI | https://setis.ec.europa.eu/system/files/ETRI_2014.pdf | p.44 + p.10 explanation of the breakdown
Coal | Integrated Gasification Combined Cycle | Mechanical equipment supply and installation costs | 46%
Coal | Integrated Gasification Combined Cycle | Electrical and I&C supply and installation | 9%
Coal | Integrated Gasification Combined Cycle | Project indirect costs | 24%
Coal | Integrated Gasification Combined Cycle | Owner's costs | 18%
Coal | Integrated Gasification Combined Cycle | Total | 100%
Gas | Open-cycle gas turbine | Civil and structural costs | 7% |  |  |  |  | ETRI | https://setis.ec.europa.eu/system/files/ETRI_2014.pdf | p.38 + p.10 explanation of the breakdown
Gas | Open-cycle gas turbine | Mechanical equipment supply and installation costs | 41%
Gas | Open-cycle gas turbine | Electrical and I&C supply and installation | 13%
Gas | Open-cycle gas turbine | Project indirect costs | 22%
Gas | Open-cycle gas turbine | Owner's costs | 17%
Gas | Open-cycle gas turbine | Total | 100%
Gas | Combined cycle gas turbine advanced | Civil and structural costs | 4% |  |  |  |  | ETRI | https://setis.ec.europa.eu/system/files/ETRI_2014.pdf | p.40 + p.10 explanation of the breakdown
Gas | Combined cycle gas turbine advanced | Mechanical equipment supply and installation costs | 46%
Gas | Combined cycle gas turbine advanced | Electrical and I&C supply and installation | 6%
Gas | Combined cycle gas turbine advanced | Project indirect costs | 30%
Gas | Combined cycle gas turbine advanced | Owner's costs | 14%
Gas | Combined cycle gas turbine advanced | Total | 100%
Gas | Integrated Gasification Combined Cycle | Civil and structural costs | 3% |  |  |  |  | ETRI | https://setis.ec.europa.eu/system/files/ETRI_2014.pdf | p.44 + p.10 explanation of the breakdown
Gas | Integrated Gasification Combined Cycle | Mechanical equipment supply and installation costs | 46%
Gas | Integrated Gasification Combined Cycle | Electrical and I&C supply and installation | 9%
Gas | Integrated Gasification Combined Cycle | Project indirect costs | 24%
Gas | Integrated Gasification Combined Cycle | Owner's costs | 18%
Gas | Integrated Gasification Combined Cycle | Total | 100%
Nuclear | Generation III Light Water Reactor | Civil and structural costs | 15% |  |  |  |  | ETRI | https://setis.ec.europa.eu/system/files/ETRI_2014.pdf | p.58 + p.10 explanation of the breakdown
Nuclear | Generation III Light Water Reactor | Mechanical equipment supply and installation costs | 28%
Nuclear | Generation III Light Water Reactor | Electrical and I&C supply and installation | 5%
Nuclear | Generation III Light Water Reactor | Project indirect costs | 34%
Nuclear | Generation III Light Water Reactor | Owner's costs | 18%
Nuclear | Generation III Light Water Reactor | Total | 100%
Hydro |  | Civil and structural costs | 30% |  |  |  |  | ETRI | https://setis.ec.europa.eu/system/files/ETRI_2014.pdf | p.24 + p.10 explanation of the breakdown
Hydro |  | Mechanical equipment supply and installation costs | 33%
Hydro |  | Electrical and I&C supply and installation | 4%
Hydro |  | Project indirect costs | 9%
Hydro |  | Owner's costs | 24%
Hydro |  | Total | 100%
Hydro |  | Dam/reservoir civil engineering | 26% |  |  |  |  | IRENA | https://irena.org/costs/Charts/Hydropower
Hydro |  | Penstocks/tunnel/tailraces | 14%
Hydro |  | Powerhouse and shafts | 14%
Hydro |  | Powerhouse equipment | 16%
Hydro |  | Engineering, procurement & construction management | 7%
Hydro |  | Owner's cost | 23%
Hydro |  | Total | 100%
Wind | Onshore | Civil and structural costs | 12% |  |  |  |  | ETRI | https://setis.ec.europa.eu/system/files/ETRI_2014.pdf | p.14 + p.10 explanation of the breakdown
Wind | Onshore | Mechanical equipment supply and installation costs | 65%
Wind | Onshore | Electrical and I&C supply and installation | 15%
Wind | Onshore | Project indirect costs | 8%
Wind | Onshore | Total | 100%
Wind | Onshore | Cost of Land | 1.137% |  |  |  |  | IRENA | https://www.irena.org/publications/2018/Jan/Renewable-power-generation-costs-in-2017 | Fig. 5.8, weighted average for Rest of World
Wind | Onshore | Grid Connection | 8.894%
Wind | Onshore | Planning and other | 6.95%
Wind | Onshore | Civil Works | 14.49%
Wind | Onshore | Wind Turbine | 68.53%
Wind | Onshore | Total | 100%
Wind | Offshore | Civil and structural costs | 18% |  |  |  |  | ETRI | https://setis.ec.europa.eu/system/files/ETRI_2014.pdf | p.16 + p.10 explanation of the breakdown
Wind | Offshore | Mechanical equipment supply and installation costs | 51%
Wind | Offshore | Electrical and I&C supply and installation | 9%
Wind | Offshore | Project indirect costs | 22%
Wind | Offshore | Total | 100%
Wind | Offshore | Development | 3% |  |  |  |  | IRENA? | https://www.cleantech.com/core-cleantech-driving-wind-costs-down/ | p.34
Wind | Offshore | Turbine rotor and nacelle | 38%
Wind | Offshore | Turbine tower | 6%
Wind | Offshore | Support structure/foundation | 18%
Wind | Offshore | Electrical array | 3%
Wind | Offshore | Construction and installation | 19%
Wind | Offshore | Transmission systém | 13%
Wind | Offshore | Total | 100%
Petroleum and oil | Open-cycle gas turbine | Civil and structural costs | 7% |  |  |  |  | ETRI | https://setis.ec.europa.eu/system/files/ETRI_2014.pdf | p.38 + p.10 explanation of the breakdown
Petroleum and oil | Open-cycle gas turbine | Mechanical equipment supply and installation costs | 41%
Petroleum and oil | Open-cycle gas turbine | Electrical and I&C supply and installation | 13%
Petroleum and oil | Open-cycle gas turbine | Project indirect costs | 22%
Petroleum and oil | Open-cycle gas turbine | Owner's costs | 17%
Petroleum and oil | Open-cycle gas turbine | Total | 100%
Petroleum and oil | Integrated Gasification Combined Cycle | Civil and structural costs | 3% |  |  |  |  | ETRI | https://setis.ec.europa.eu/system/files/ETRI_2014.pdf | p.44 + p.10 explanation of the breakdown
Petroleum and oil | Integrated Gasification Combined Cycle | Mechanical equipment supply and installation costs | 46%
Petroleum and oil | Integrated Gasification Combined Cycle | Electrical and I&C supply and installation | 9%
Petroleum and oil | Integrated Gasification Combined Cycle | Project indirect costs | 24%
Petroleum and oil | Integrated Gasification Combined Cycle | Owner's costs | 18%
Petroleum and oil | Integrated Gasification Combined Cycle | Total | 100%
Bioenergy | Grate furnace steam turbine (biomass) | Civil and structural costs | 16% |  |  |  |  | ETRI | https://setis.ec.europa.eu/system/files/ETRI_2014.pdf | p.70 + p.10 explanation of the breakdown
Bioenergy | Grate furnace steam turbine (biomass) | Mechanical equipment supply and installation costs | 63%
Bioenergy | Grate furnace steam turbine (biomass) | Electrical and I&C supply and installation | 8%
Bioenergy | Grate furnace steam turbine (biomass) | Project indirect costs | 4%
Bioenergy | Grate furnace steam turbine (biomass) | Owner's costs | 9%
Bioenergy | Grate furnace steam turbine (biomass) | Total | 100%
Bioenergy | Fluidised bed boiler (biomass) | Civil and structural costs | 11% |  |  |  |  | ETRI | https://setis.ec.europa.eu/system/files/ETRI_2014.pdf | p.71 + p.10 explanation of the breakdown
Bioenergy | Fluidised bed boiler (biomass) | Mechanical equipment supply and installation costs | 49%
Bioenergy | Fluidised bed boiler (biomass) | Electrical and I&C supply and installation | 12%
Bioenergy | Fluidised bed boiler (biomass) | Project indirect costs | 11%
Bioenergy | Fluidised bed boiler (biomass) | Owner's costs | 17%
Bioenergy | Fluidised bed boiler (biomass) | Total | 100%
Bioenergy | Biomass integrated gasification combined cycle | Civil and structural costs | 10% |  |  |  |  | ETRI | https://setis.ec.europa.eu/system/files/ETRI_2014.pdf | p.72 + p.10 explanation of the breakdown
Bioenergy | Biomass integrated gasification combined cycle | Mechanical equipment supply and installation costs | 45%
Bioenergy | Biomass integrated gasification combined cycle | Electrical and I&C supply and installation | 7%
Bioenergy | Biomass integrated gasification combined cycle | Project indirect costs | 13%
Bioenergy | Biomass integrated gasification combined cycle | Owner's costs | 25%
Bioenergy | Biomass integrated gasification combined cycle | Total | 100%
Bioenergy | Anaerobic digestion (biogas) | Civil and structural costs | 19% |  |  |  |  | ETRI | https://setis.ec.europa.eu/system/files/ETRI_2014.pdf | p.73 + p.10 explanation of the breakdown
Bioenergy | Anaerobic digestion (biogas) | Mechanical equipment supply and installation costs | 63%
Bioenergy | Anaerobic digestion (biogas) | Electrical and I&C supply and installation | 7%
Bioenergy | Anaerobic digestion (biogas) | Project indirect costs | 4%
Bioenergy | Anaerobic digestion (biogas) | Owner's costs | 7%
Bioenergy | Anaerobic digestion (biogas) | Total | 100%
Biomass |  | Prime mover | 7% |  |  |  |  | IRENA | https://www.irena.org/publications/2012/Jun/Renewable-Energy-Cost-Analysis---Biomass-for-Power-Generation | p.34, calculated as a roughly estimated average for different technologies (gasifier internal combustion, stoker - wood, BFB/CFB, and stoker - waste wood). For transmission lines and infrastructure/roads, data are site specific.
Biomass |  | Converter system | 45%
Biomass |  | Electrical/balance of plant | 9%
Biomass |  | Fuel handling/preparation | 11%
Biomass |  | Civils | 16%
Biomass |  | Consultancy/design | 12%
Biomass |  | Transmission lines | 0%
Biomass |  | Infrastructure/Roads | 0%
Biomass |  | Total | 100%
Biogas |  | Prime mover | 14% |  |  |  |  | IRENA | https://www.irena.org/publications/2012/Jun/Renewable-Energy-Cost-Analysis---Biomass-for-Power-Generation | p.34, calculated as a roughly estimated average for different technologies (advanced anaerobic digestion, food waste anaerobic digestion, manure-slury anaerobic digestion, and energy crops anaerobic digestion). For transmission lines and infrastructure/roads, data are site specific.
Biogas |  | Converter system | 30%
Biogas |  | Electrical/balance of plant | 6%
Biogas |  | Fuel handling/preparation | 20%
Biogas |  | Civils | 18%
Biogas |  | Consultancy/design | 12%
Biogas |  | Transmission lines | 0%
Biogas |  | Infrastructure/Roads | 0%
Biogas |  | Total | 100%
Solar PV | Utility/commercial | Civil and structural costs | 17% |  |  |  |  | ETRI | https://setis.ec.europa.eu/system/files/ETRI_2014.pdf | p.19 + p.10 explanation of the breakdown
Solar PV | Utility/commercial | Mechanical equipment supply and installation costs | 45%
Solar PV | Utility/commercial | Electrical and I&C supply and installation | 10%
Solar PV | Utility/commercial | Project indirect costs | 18%
Solar PV | Utility/commercial | Owner's costs | 10%
Solar PV | Utility/commercial | Total | 100%
Solar PV | Utility/commercial | Module |  | 44.57% | 42.26% | 39.22% | 35.35% | IRENA | https://www.irena.org/publications/2018/Jan/Renewable-power-generation-costs-in-2017 | Fig. 3.7
Solar PV | Utility/commercial | Inverter |  | 10.01% | 9.488% | 8.805% | 7.935%
Solar PV | Utility/commercial | Cabling / wiring |  | 3.211% | 5.425% | 3.842% | 6.11%
Solar PV | Utility/commercial | Grid connection |  | 6.923% | 8.444% | 10.64% | 9.898%
Solar PV | Utility/commercial | Monitoring and control |  | 0.2729% | 0.6986% | 0.3842% | 0.9667%
Solar PV | Utility/commercial | Racking and mounting |  | 8.66% | 7.004% | 9.013% | 8.621%
Solar PV | Utility/commercial | Safety and security |  | 1.128% | 0.966% | 0.9045% | 1.919%
Solar PV | Utility/commercial | Electrical installation |  | 2.038% | 7.961% | 2.786% | 7.005%
Solar PV | Utility/commercial | Inspection |  | 0.2365% | 0.69% | 0.2241% | 1.039%
Solar PV | Utility/commercial | Mechanical installation |  | 7.223% | 6.063% | 8.989% | 7.337%
Solar PV | Utility/commercial | Customer acquisition |  | 0.6095% | 0.1035% | 0.2722% | 0.2741%
Solar PV | Utility/commercial | Financing costs |  | 0.6004% | 3.114% | 0.3122% | 3.795%
Solar PV | Utility/commercial | Incentive application |  | 0% | 0.9056% | 1.177% | 1.652%
Solar PV | Utility/commercial | Margin |  | 9.97% | 3.131% | 9.557% | 3.088%
Solar PV | Utility/commercial | Permitting |  | 0.3639% | 3.476% | 2.353% | 3.867%
Solar PV | Utility/commercial | System design |  | 4.184% | 0.2674% | 1.521% | 1.147%
Solar PV | Utility/commercial | Total | 0% | 100% | 100% | 100% | 100%
Solar PV | Utility/commercial | Module | 51% |  |  |  |  | NREL | https://www.nrel.gov/docs/fy12osti/53347.pdf | p. 19, fixed axis
Solar PV | Utility/commercial | Inverter | 8%
Solar PV | Utility/commercial | Installation Materials | 10%
Solar PV | Utility/commercial | Electrical Labor | 9%
Solar PV | Utility/commercial | Hardware Labor | 2%
Solar PV | Utility/commercial | Permitting and Commissioning | 0.5%
Solar PV | Utility/commercial | Land acquisition | 0.5%
Solar PV | Utility/commercial | Site preparation | 3%
Solar PV | Utility/commercial | Installer overhead | 2%
Solar PV | Utility/commercial | Installer profit | 1%
Solar PV | Utility/commercial | Supply chain costs | 7%
Solar PV | Utility/commercial | Sales Tax | 6%
Solar PV | Utility/commercial | Total | 100%
Solar PV | Residential | Civil and structural costs | 17% |  |  |  |  | ETRI | https://setis.ec.europa.eu/system/files/ETRI_2014.pdf | p.19 + p.10 explanation of the breakdown
Solar PV | Residential | Mechanical equipment supply and installation costs | 45%
Solar PV | Residential | Electrical and I&C supply and installation | 10%
Solar PV | Residential | Project indirect costs | 18%
Solar PV | Residential | Owner's costs | 10%
Solar PV | Residential | Total | 100%
Solar PV | Residential | Module | 38% |  |  |  |  | NREL | https://www.nrel.gov/docs/fy12osti/53347.pdf | p. 9
Solar PV | Residential | Inverter | 7%
Solar PV | Residential | Installation Materials | 8%
Solar PV | Residential | Electrical Labor | 5%
Solar PV | Residential | Hardware Labor | 6%
Solar PV | Residential | Permitting and Commissioning | 3%
Solar PV | Residential | Installer overhead | 6%
Solar PV | Residential | Installer profit | 5%
Solar PV | Residential | Supply chain costs | 17%
Solar PV | Residential | Sales Tax | 5%
Solar PV | Residential | Total | 100%
Solar thermal (CSP) | Parabolic trough | Civil and structural costs | 58% |  |  |  |  | ETRI | https://setis.ec.europa.eu/system/files/ETRI_2014.pdf | p.22 + p.10 explanation of the breakdown
Solar thermal (CSP) | Parabolic trough | Mechanical equipment supply and installation costs | 8%
Solar thermal (CSP) | Parabolic trough | Electrical and I&C supply and installation | 8%
Solar thermal (CSP) | Parabolic trough | Project indirect costs | 16%
Solar thermal (CSP) | Parabolic trough | Owner's costs | 10%
Solar thermal (CSP) | Parabolic trough | Total | 100%
Solar thermal (CSP) | Parabolic trough | Owners costs | 5% |  |  |  |  | IRENA | https://irena.org/costs/Charts/CSP
Solar thermal (CSP) | Parabolic trough | Contingencies | 8%
Solar thermal (CSP) | Parabolic trough | Engineering and site preparation | 7%
Solar thermal (CSP) | Parabolic trough | Balance of plant | 6%
Solar thermal (CSP) | Parabolic trough | Power block | 17%
Solar thermal (CSP) | Parabolic trough | Thermal energy storage | 15%
Solar thermal (CSP) | Parabolic trough | Heat transfer fluid and system | 7%
Solar thermal (CSP) | Parabolic trough | Solar field | 35%
Solar thermal (CSP) | Parabolic trough | Total | 100%
Solar thermal (CSP) | Solar tower | Owners costs | 5% |  |  |  |  | IRENA | https://irena.org/costs/Charts/CSP
Solar thermal (CSP) | Solar tower | Contingencies | 8%
Solar thermal (CSP) | Solar tower | Engineering and site preparation | 10%
Solar thermal (CSP) | Solar tower | Balance of plant | 6%
Solar thermal (CSP) | Solar tower | Power block | 11%
Solar thermal (CSP) | Solar tower | Thermal energy storage | 10%
Solar thermal (CSP) | Solar tower | Receiver system | 15%
Solar thermal (CSP) | Solar tower | Tower | 2%
Solar thermal (CSP) | Solar tower | Heliostat field | 33%
Solar thermal (CSP) | Solar tower | Total | 100%
Tide, wave, ocean | Wave | Civil and structural costs | 38% |  |  |  |  | ETRI | https://setis.ec.europa.eu/system/files/ETRI_2014.pdf | p.33 + p.10 explanation of the breakdown | Wave energy assumed to have greater potential than tidal (see https://publications.jrc.ec.europa.eu/repository/bitstream/JRC118296/jrc118296_1.pdf)
Tide, wave, ocean | Wave | Mechanical equipment supply and installation costs | 42%
Tide, wave, ocean | Wave | Electrical and I&C supply and installation | 8%
Tide, wave, ocean | Wave | Project indirect costs | 7%
Tide, wave, ocean | Wave | Owner's costs | 5%
Tide, wave, ocean | Wave | Total | 100%
Tide, wave, ocean | Wave | Mooring | 5% | [5 empty] | https://www.researchgate.net/publication/305126646_Cost_Analysis_of_Wave_Energy_in_the_Pacific/link/5783231108ae01f736e8f561/download
Tide, wave, ocean | Wave | Installation | 13%
Tide, wave, ocean | Wave | Grid connection | 4%
Tide, wave, ocean | Wave | Project management | 2%
Tide, wave, ocean | Wave | Structure | 27%
Tide, wave, ocean | Wave | Mechanical and electrical | 49%
Tide, wave, ocean | Wave | Total | 100%
Tide, wave, ocean | Tidal | Civil and structural costs | 31% |  |  |  |  | ETRI | https://setis.ec.europa.eu/system/files/ETRI_2014.pdf | p.35 + p.10 explanation of the breakdown
Tide, wave, ocean | Tidal | Mechanical equipment supply and installation costs | 46%
Tide, wave, ocean | Tidal | Electrical and I&C supply and installation | 7%
Tide, wave, ocean | Tidal | Project indirect costs | 16%
Tide, wave, ocean | Tidal | Total | 100%
Tide, wave, ocean | Tidal | Device - Rotor and power train | 31% | [5 empty] | https://core.ac.uk/download/pdf/80690304.pdf
Tide, wave, ocean | Tidal | Device - Generator and other equipment | 10% | [5 empty] | https://www.sciencedirect.com/science/article/abs/pii/S036054421630370X?via%3Dihub
Tide, wave, ocean | Tidal | Cable | 13% | [5 empty] | https://www.researchgate.net/publication/282579414_Evaluation_and_comparison_of_the_levelized_cost_of_tidal_wave_and_offshore_wind_energy/link/566ab2dc08ae1a797e3890a7/download
Tide, wave, ocean | Tidal | Foundations | 26%
Tide, wave, ocean | Tidal | Grid connection | 5%
Tide, wave, ocean | Tidal | Installation | 15%
Tide, wave, ocean | Tidal | Total | 100%
Tide, wave, ocean | [8 empty] | https://www.sciencedirect.com/science/article/pii/S2214166915000181
Tide, wave, ocean
Tide, wave, ocean
Tide, wave, ocean
Tide, wave, ocean
Tide, wave, ocean
Tide, wave, ocean
Tide, wave, ocean
Tide, wave, ocean
Tide, wave, ocean
Tide, wave, ocean
Geothermal |  | Civil and structural costs | 5% |  |  |  |  | ETRI | https://setis.ec.europa.eu/system/files/ETRI_2014.pdf | p.29 + p.10 explanation of the breakdown
Geothermal |  | Mechanical equipment supply and installation costs | 51%
Geothermal |  | Electrical and I&C supply and installation | 7%
Geothermal |  | Project indirect costs | 16%
Geothermal |  | Owner's costs | 21%
Geothermal |  | Total | 100%
Geothermal |  | Infrastructure | 7% |  |  |  |  | IRENA | https://irena.org/costs/Charts/Geothermal
Geothermal |  | Exploration wells | 4%
Geothermal |  | Production wells | 15%
Geothermal |  | Injection wells | 4%
Geothermal |  | Test wells | 1%
Geothermal |  | Steamfield development | 14%
Geothermal |  | Power plant | 42%
Geothermal |  | Owner's costs | 1%
Geothermal |  | Project management and engineering supervision | 3%
Geothermal |  | Contingency | 9%
Geothermal |  | Total | 100%
Note on J1: Cerny: Red = used
Note on K32: Cerny: Gen III LWR, majority of "old" plants is Gen II
Note on L32: Cerny: Gen III LWR, majority of "old" plants is Gen II
Note on B165: Cerny: The same structure as for utility PV. ETRI does not provide separate data for residential.

## capex
Source | Category | Industry | Share | Note
Coal | Civil and structural costs | Construction (45) | 11%
Coal | Mechanical equipment supply and installation costs | Manufacture of machinery and equipment n.e.c. (29) | 40%
Coal | Electrical and I&C supply and installation | Manufacture of electrical machinery and apparatus n.e.c. (31) | 6%
Coal | Project indirect costs | Financial intermediation, except insurance and pension funding (65) | 6.5%
Coal |  | Activities auxiliary to financial intermediation (67) | 6.5%
Coal |  | Computer and related activities (72) | 6.5%
Coal |  | Other business activities (74) | 6.5%
Coal | Owner's costs | Construction (45) | 4.25%
Coal |  | Insurance and pension funding, except compulsory social security (66) | 4.25%
Coal |  | Real estate activities (70) | 4.25%
Coal |  | Computer and related activities (72) | 4.25%
Coal | Total |  | 100%
Gas | Civil and structural costs | Construction (45) | 4%
Gas | Mechanical equipment supply and installation costs | Manufacture of machinery and equipment n.e.c. (29) | 46%
Gas | Electrical and I&C supply and installation | Manufacture of electrical machinery and apparatus n.e.c. (31) | 6%
Gas | Project indirect costs | Financial intermediation, except insurance and pension funding (65) | 7.5%
Gas |  | Activities auxiliary to financial intermediation (67) | 7.5%
Gas |  | Computer and related activities (72) | 7.5%
Gas |  | Other business activities (74) | 7.5%
Gas | Owner's costs | Construction (45) | 3.5%
Gas |  | Insurance and pension funding, except compulsory social security (66) | 3.5%
Gas |  | Real estate activities (70) | 3.5%
Gas |  | Computer and related activities (72) | 3.5%
Gas | Total |  | 100%
Nuclear | Civil and structural costs | Construction (45) | 15%
Nuclear | Mechanical equipment supply and installation costs | Manufacture of machinery and equipment n.e.c. (29) | 28%
Nuclear | Electrical and I&C supply and installation | Manufacture of electrical machinery and apparatus n.e.c. (31) | 5%
Nuclear | Project indirect costs | Financial intermediation, except insurance and pension funding (65) | 8.5%
Nuclear |  | Activities auxiliary to financial intermediation (67) | 8.5%
Nuclear |  | Computer and related activities (72) | 8.5%
Nuclear |  | Other business activities (74) | 8.5%
Nuclear | Owner's costs | Construction (45) | 4.5%
Nuclear |  | Insurance and pension funding, except compulsory social security (66) | 4.5%
Nuclear |  | Real estate activities (70) | 4.5%
Nuclear |  | Computer and related activities (72) | 4.5%
Nuclear | Total |  | 100%
Hydro | Civil and structural costs | Construction (45) | 30%
Hydro | Mechanical equipment supply and installation costs | Manufacture of machinery and equipment n.e.c. (29) | 33%
Hydro | Electrical and I&C supply and installation | Manufacture of electrical machinery and apparatus n.e.c. (31) | 4%
Hydro | Project indirect costs | Financial intermediation, except insurance and pension funding (65) | 2.25%
Hydro |  | Activities auxiliary to financial intermediation (67) | 2.25%
Hydro |  | Computer and related activities (72) | 2.25%
Hydro |  | Other business activities (74) | 2.25%
Hydro | Owner's costs | Construction (45) | 6%
Hydro |  | Insurance and pension funding, except compulsory social security (66) | 6%
Hydro |  | Real estate activities (70) | 6%
Hydro |  | Computer and related activities (72) | 6%
Hydro | Total |  | 100%
Wind Onshore | Civil and structural costs | Construction (45) | 12%
Wind Onshore | Mechanical equipment supply and installation costs | Manufacture of machinery and equipment n.e.c. (29) | 65%
Wind Onshore | Electrical and I&C supply and installation | Manufacture of electrical machinery and apparatus n.e.c. (31) | 15%
Wind Onshore | Project indirect costs | Financial intermediation, except insurance and pension funding (65) | 1.333%
Wind Onshore |  | Activities auxiliary to financial intermediation (67) | 1.333%
Wind Onshore |  | Computer and related activities (72) | 1.333%
Wind Onshore |  | Other business activities (74) | 1.333%
Wind Onshore |  | Insurance and pension funding, except compulsory social security (66) | 1.333%
Wind Onshore |  | Real estate activities (70) | 1.333%
Wind Onshore | Total |  | 100%
Wind Offshore | Civil and structural costs | Construction (45) | 18%
Wind Offshore | Mechanical equipment supply and installation costs | Manufacture of machinery and equipment n.e.c. (29) | 51%
Wind Offshore | Electrical and I&C supply and installation | Manufacture of electrical machinery and apparatus n.e.c. (31) | 9%
Wind Offshore | Project indirect costs | Financial intermediation, except insurance and pension funding (65) | 4.4%
Wind Offshore |  | Activities auxiliary to financial intermediation (67) | 4.4%
Wind Offshore |  | Computer and related activities (72) | 4.4%
Wind Offshore |  | Other business activities (74) | 4.4%
Wind Offshore |  | Insurance and pension funding, except compulsory social security (66) | 4.4%
Wind Offshore | Total |  | 100%
Petroleum and oil | Civil and structural costs | Construction (45) | 3%
Petroleum and oil | Mechanical equipment supply and installation costs | Manufacture of machinery and equipment n.e.c. (29) | 46%
Petroleum and oil | Electrical and I&C supply and installation | Manufacture of electrical machinery and apparatus n.e.c. (31) | 9%
Petroleum and oil | Project indirect costs | Financial intermediation, except insurance and pension funding (65) | 6%
Petroleum and oil |  | Activities auxiliary to financial intermediation (67) | 6%
Petroleum and oil |  | Computer and related activities (72) | 6%
Petroleum and oil |  | Other business activities (74) | 6%
Petroleum and oil | Owner's costs | Construction (45) | 4.5%
Petroleum and oil |  | Insurance and pension funding, except compulsory social security (66) | 4.5%
Petroleum and oil |  | Real estate activities (70) | 4.5%
Petroleum and oil |  | Computer and related activities (72) | 4.5%
Petroleum and oil | Total |  | 100%
Bioenergy | Civil and structural costs | Construction (45) | 16%
Bioenergy | Mechanical equipment supply and installation costs | Manufacture of machinery and equipment n.e.c. (29) | 63%
Bioenergy | Electrical and I&C supply and installation | Manufacture of electrical machinery and apparatus n.e.c. (31) | 8%
Bioenergy | Project indirect costs | Financial intermediation, except insurance and pension funding (65) | 1%
Bioenergy |  | Activities auxiliary to financial intermediation (67) | 1%
Bioenergy |  | Computer and related activities (72) | 1%
Bioenergy |  | Other business activities (74) | 1%
Bioenergy | Owner's costs | Construction (45) | 2.25%
Bioenergy |  | Insurance and pension funding, except compulsory social security (66) | 2.25%
Bioenergy |  | Real estate activities (70) | 2.25%
Bioenergy |  | Computer and related activities (72) | 2.25%
Bioenergy | Total |  | 100%
Solar PV Utility | Civil and structural costs | Construction (45) | 17%
Solar PV Utility | Mechanical equipment supply and installation costs | Manufacture of machinery and equipment n.e.c. (29) | 45%
Solar PV Utility | Electrical and I&C supply and installation | Manufacture of electrical machinery and apparatus n.e.c. (31) | 10%
Solar PV Utility | Project indirect costs | Financial intermediation, except insurance and pension funding (65) | 4.5%
Solar PV Utility |  | Activities auxiliary to financial intermediation (67) | 4.5%
Solar PV Utility |  | Computer and related activities (72) | 4.5%
Solar PV Utility |  | Other business activities (74) | 4.5%
Solar PV Utility | Owner's costs | Construction (45) | 2.5%
Solar PV Utility |  | Insurance and pension funding, except compulsory social security (66) | 2.5%
Solar PV Utility |  | Real estate activities (70) | 2.5%
Solar PV Utility |  | Computer and related activities (72) | 2.5%
Solar PV Utility | Total |  | 100%
Solar PV Residential | Civil and structural costs | Construction (45) | 17%
Solar PV Residential | Mechanical equipment supply and installation costs | Manufacture of machinery and equipment n.e.c. (29) | 45%
Solar PV Residential | Electrical and I&C supply and installation | Manufacture of electrical machinery and apparatus n.e.c. (31) | 10%
Solar PV Residential | Project indirect costs | Financial intermediation, except insurance and pension funding (65) | 4.5%
Solar PV Residential |  | Activities auxiliary to financial intermediation (67) | 4.5%
Solar PV Residential |  | Computer and related activities (72) | 4.5%
Solar PV Residential |  | Other business activities (74) | 4.5%
Solar PV Residential | Owner's costs | Construction (45) | 3.333%
Solar PV Residential |  | Insurance and pension funding, except compulsory social security (66) | 3.333%
Solar PV Residential |  | Computer and related activities (72) | 3.333%
Solar PV Residential | Total |  | 100%
Solar thermal (CSP) | Civil and structural costs | Construction (45) | 58%
Solar thermal (CSP) | Mechanical equipment supply and installation costs | Manufacture of machinery and equipment n.e.c. (29) | 8%
Solar thermal (CSP) | Electrical and I&C supply and installation | Manufacture of electrical machinery and apparatus n.e.c. (31) | 8%
Solar thermal (CSP) | Project indirect costs | Financial intermediation, except insurance and pension funding (65) | 4%
Solar thermal (CSP) |  | Activities auxiliary to financial intermediation (67) | 4%
Solar thermal (CSP) |  | Computer and related activities (72) | 4%
Solar thermal (CSP) |  | Other business activities (74) | 4%
Solar thermal (CSP) | Owner's costs | Construction (45) | 2.5%
Solar thermal (CSP) |  | Insurance and pension funding, except compulsory social security (66) | 2.5%
Solar thermal (CSP) |  | Real estate activities (70) | 2.5%
Solar thermal (CSP) |  | Computer and related activities (72) | 2.5%
Solar thermal (CSP) | Total |  | 100%
Tide, wave, ocean | Civil and structural costs | Construction (45) | 38%
Tide, wave, ocean | Mechanical equipment supply and installation costs | Manufacture of machinery and equipment n.e.c. (29) | 42%
Tide, wave, ocean | Electrical and I&C supply and installation | Manufacture of electrical machinery and apparatus n.e.c. (31) | 8%
Tide, wave, ocean | Project indirect costs | Financial intermediation, except insurance and pension funding (65) | 1.75%
Tide, wave, ocean |  | Activities auxiliary to financial intermediation (67) | 1.75%
Tide, wave, ocean |  | Computer and related activities (72) | 1.75%
Tide, wave, ocean |  | Other business activities (74) | 1.75%
Tide, wave, ocean | Owner's costs | Construction (45) | 1.25%
Tide, wave, ocean |  | Insurance and pension funding, except compulsory social security (66) | 1.25%
Tide, wave, ocean |  | Real estate activities (70) | 1.25%
Tide, wave, ocean |  | Computer and related activities (72) | 1.25%
Tide, wave, ocean | Total |  | 100%
Geothermal | Civil and structural costs | Construction (45) | 5%
Geothermal | Mechanical equipment supply and installation costs | Manufacture of machinery and equipment n.e.c. (29) | 51%
Geothermal | Electrical and I&C supply and installation | Manufacture of electrical machinery and apparatus n.e.c. (31) | 7%
Geothermal | Project indirect costs | Financial intermediation, except insurance and pension funding (65) | 4%
Geothermal |  | Activities auxiliary to financial intermediation (67) | 4%
Geothermal |  | Computer and related activities (72) | 4%
Geothermal |  | Other business activities (74) | 4%
Geothermal | Owner's costs | Construction (45) | 5.25%
Geothermal |  | Insurance and pension funding, except compulsory social security (66) | 5.25%
Geothermal |  | Real estate activities (70) | 5.25%
Geothermal |  | Computer and related activities (72) | 5.25%
Geothermal | Total |  | 100%

## concordance_det
Industry.Name | Industry.Code | Industry.Group | i40.11.a | i40.11.b | i40.11.c | i40.11.d | i40.11.e.1 | i40.11.e.2 | i40.11.f | i40.11.g | i40.11.h.1 | i40.11.h.2 | i40.11.i | i40.11.j | i40.11.k
Cultivation of paddy rice | i01.a | Agri | 0% | 0% | 0% | 0% | 0% | 0% | 0% | 0% | 0% | 0% | 0% | 0% | 0%
Cultivation of wheat | i01.b | Agri | 0% | 0% | 0% | 0% | 0% | 0% | 0% | 0% | 0% | 0% | 0% | 0% | 0%
Cultivation of cereal grains nec | i01.c | Agri | 0% | 0% | 0% | 0% | 0% | 0% | 0% | 0% | 0% | 0% | 0% | 0% | 0%
Cultivation of vegetables, fruit, nuts | i01.d | Agri | 0% | 0% | 0% | 0% | 0% | 0% | 0% | 0% | 0% | 0% | 0% | 0% | 0%
Cultivation of oil seeds | i01.e | Agri | 0% | 0% | 0% | 0% | 0% | 0% | 0% | 0% | 0% | 0% | 0% | 0% | 0%
Cultivation of sugar cane, sugar beet | i01.f | Agri | 0% | 0% | 0% | 0% | 0% | 0% | 0% | 0% | 0% | 0% | 0% | 0% | 0%
Cultivation of plant-based fibers | i01.g | Agri | 0% | 0% | 0% | 0% | 0% | 0% | 0% | 0% | 0% | 0% | 0% | 0% | 0%
Cultivation of crops nec | i01.h | Agri | 0% | 0% | 0% | 0% | 0% | 0% | 0% | 0% | 0% | 0% | 0% | 0% | 0%
Cattle farming | i01.i | Agri | 0% | 0% | 0% | 0% | 0% | 0% | 0% | 0% | 0% | 0% | 0% | 0% | 0%
Pigs farming | i01.j | Agri | 0% | 0% | 0% | 0% | 0% | 0% | 0% | 0% | 0% | 0% | 0% | 0% | 0%
Poultry farming | i01.k | Agri | 0% | 0% | 0% | 0% | 0% | 0% | 0% | 0% | 0% | 0% | 0% | 0% | 0%
Meat animals nec | i01.l | Agri | 0% | 0% | 0% | 0% | 0% | 0% | 0% | 0% | 0% | 0% | 0% | 0% | 0%
Animal products nec | i01.m | Agri | 0% | 0% | 0% | 0% | 0% | 0% | 0% | 0% | 0% | 0% | 0% | 0% | 0%
Raw milk | i01.n | Agri | 0% | 0% | 0% | 0% | 0% | 0% | 0% | 0% | 0% | 0% | 0% | 0% | 0%
Wool, silk-worm cocoons | i01.o | Agri | 0% | 0% | 0% | 0% | 0% | 0% | 0% | 0% | 0% | 0% | 0% | 0% | 0%
Manure treatment (conventional), storage and land application | i01.w.1 | Agri | 0% | 0% | 0% | 0% | 0% | 0% | 0% | 0% | 0% | 0% | 0% | 0% | 0%
Manure treatment (biogas), storage and land application | i01.w.2 | Agri | 0% | 0% | 0% | 0% | 0% | 0% | 0% | 0% | 0% | 0% | 0% | 0% | 0%
Forestry, logging and related service activities (02) | i02 | Agri | 0% | 0% | 0% | 0% | 0% | 0% | 0% | 0% | 0% | 0% | 0% | 0% | 0%
Fishing, operating of fish hatcheries and fish farms; service activities incidental to fishing (05) | i05 | Agri | 0% | 0% | 0% | 0% | 0% | 0% | 0% | 0% | 0% | 0% | 0% | 0% | 0%
Mining of coal and lignite; extraction of peat (10) | i10 | Mining | 0% | 0% | 0% | 0% | 0% | 0% | 0% | 0% | 0% | 0% | 0% | 0% | 0%
Extraction of crude petroleum and services related to crude oil extraction, excluding surveying | i11.a | Mining | 0% | 0% | 0% | 0% | 0% | 0% | 0% | 0% | 0% | 0% | 0% | 0% | 0%
Extraction of natural gas and services related to natural gas extraction, excluding surveying | i11.b | Mining | 0% | 0% | 0% | 0% | 0% | 0% | 0% | 0% | 0% | 0% | 0% | 0% | 0%
Extraction, liquefaction, and regasification of other petroleum and gaseous materials | i11.c | Mining | 0% | 0% | 0% | 0% | 0% | 0% | 0% | 0% | 0% | 0% | 0% | 0% | 0%
Mining of uranium and thorium ores (12) | i12 | Mining | 0% | 0% | 0% | 0% | 0% | 0% | 0% | 0% | 0% | 0% | 0% | 0% | 0%
Mining of iron ores | i13.1 | Mining | 0% | 0% | 0% | 0% | 0% | 0% | 0% | 0% | 0% | 0% | 0% | 0% | 0%
Mining of copper ores and concentrates | i13.20.11 | Mining | 0% | 0% | 0% | 0% | 0% | 0% | 0% | 0% | 0% | 0% | 0% | 0% | 0%
Mining of nickel ores and concentrates | i13.20.12 | Mining | 0% | 0% | 0% | 0% | 0% | 0% | 0% | 0% | 0% | 0% | 0% | 0% | 0%
Mining of aluminium ores and concentrates | i13.20.13 | Mining | 0% | 0% | 0% | 0% | 0% | 0% | 0% | 0% | 0% | 0% | 0% | 0% | 0%
Mining of precious metal ores and concentrates | i13.20.14 | Mining | 0% | 0% | 0% | 0% | 0% | 0% | 0% | 0% | 0% | 0% | 0% | 0% | 0%
Mining of lead, zinc and tin ores and concentrates | i13.20.15 | Mining | 0% | 0% | 0% | 0% | 0% | 0% | 0% | 0% | 0% | 0% | 0% | 0% | 0%
Mining of other non-ferrous metal ores and concentrates | i13.20.16 | Mining | 0% | 0% | 0% | 0% | 0% | 0% | 0% | 0% | 0% | 0% | 0% | 0% | 0%
Quarrying of stone | i14.1 | Mining | 0% | 0% | 0% | 0% | 0% | 0% | 0% | 0% | 0% | 0% | 0% | 0% | 0%
Quarrying of sand and clay | i14.2 | Mining | 0% | 0% | 0% | 0% | 0% | 0% | 0% | 0% | 0% | 0% | 0% | 0% | 0%
Mining of chemical and fertilizer minerals, production of salt, other mining and quarrying n.e.c. | i14.3 | Mining | 0% | 0% | 0% | 0% | 0% | 0% | 0% | 0% | 0% | 0% | 0% | 0% | 0%
Processing of meat cattle | i15.a | M_bio_products | 0% | 0% | 0% | 0% | 0% | 0% | 0% | 0% | 0% | 0% | 0% | 0% | 0%
Processing of meat pigs | i15.b | M_bio_products | 0% | 0% | 0% | 0% | 0% | 0% | 0% | 0% | 0% | 0% | 0% | 0% | 0%
Processing of meat poultry | i15.c | M_bio_products | 0% | 0% | 0% | 0% | 0% | 0% | 0% | 0% | 0% | 0% | 0% | 0% | 0%
Production of meat products nec | i15.d | M_bio_products | 0% | 0% | 0% | 0% | 0% | 0% | 0% | 0% | 0% | 0% | 0% | 0% | 0%
Processing vegetable oils and fats | i15.e | M_bio_products | 0% | 0% | 0% | 0% | 0% | 0% | 0% | 0% | 0% | 0% | 0% | 0% | 0%
Processing of dairy products | i15.f | M_bio_products | 0% | 0% | 0% | 0% | 0% | 0% | 0% | 0% | 0% | 0% | 0% | 0% | 0%
Processed rice | i15.g | M_bio_products | 0% | 0% | 0% | 0% | 0% | 0% | 0% | 0% | 0% | 0% | 0% | 0% | 0%
Sugar refining | i15.h | M_bio_products | 0% | 0% | 0% | 0% | 0% | 0% | 0% | 0% | 0% | 0% | 0% | 0% | 0%
Processing of Food products nec | i15.i | M_bio_products | 0% | 0% | 0% | 0% | 0% | 0% | 0% | 0% | 0% | 0% | 0% | 0% | 0%
Manufacture of beverages | i15.j | M_bio_products | 0% | 0% | 0% | 0% | 0% | 0% | 0% | 0% | 0% | 0% | 0% | 0% | 0%
Manufacture of fish products | i15.k | M_bio_products | 0% | 0% | 0% | 0% | 0% | 0% | 0% | 0% | 0% | 0% | 0% | 0% | 0%
Manufacture of tobacco products (16) | i16 | M_bio_products | 0% | 0% | 0% | 0% | 0% | 0% | 0% | 0% | 0% | 0% | 0% | 0% | 0%
Manufacture of textiles (17) | i17 | M_bio_products | 0% | 0% | 0% | 0% | 0% | 0% | 0% | 0% | 0% | 0% | 0% | 0% | 0%
Manufacture of wearing apparel; dressing and dyeing of fur (18) | i18 | M_bio_products | 0% | 0% | 0% | 0% | 0% | 0% | 0% | 0% | 0% | 0% | 0% | 0% | 0%
Tanning and dressing of leather; manufacture of luggage, handbags, saddlery, harness and footwear (19) | i19 | M_bio_products | 0% | 0% | 0% | 0% | 0% | 0% | 0% | 0% | 0% | 0% | 0% | 0% | 0%
Manufacture of wood and of products of wood and cork, except furniture; manufacture of articles of straw and plaiting materials (20) | i20 | M_bio_products | 0% | 0% | 0% | 0% | 0% | 0% | 0% | 0% | 0% | 0% | 0% | 0% | 0%
Re-processing of secondary wood material into new wood material | i20.w | M_bio_products | 0% | 0% | 0% | 0% | 0% | 0% | 0% | 0% | 0% | 0% | 0% | 0% | 0%
Pulp | i21.1 | M_bio_products | 0% | 0% | 0% | 0% | 0% | 0% | 0% | 0% | 0% | 0% | 0% | 0% | 0%
Re-processing of secondary paper into new pulp | i21.w.1 | M_bio_products | 0% | 0% | 0% | 0% | 0% | 0% | 0% | 0% | 0% | 0% | 0% | 0% | 0%
Paper | i21.2 | M_bio_products | 0% | 0% | 0% | 0% | 0% | 0% | 0% | 0% | 0% | 0% | 0% | 0% | 0%
Publishing, printing and reproduction of recorded media (22) | i22 | M_bio_products | 0% | 0% | 0% | 0% | 0% | 0% | 0% | 0% | 0% | 0% | 0% | 0% | 0%
Manufacture of coke oven products | i23.1 | M_fossil_products | 0% | 0% | 0% | 0% | 0% | 0% | 0% | 0% | 0% | 0% | 0% | 0% | 0%
Petroleum Refinery | i23.2 | M_fossil_products | 0% | 0% | 0% | 0% | 0% | 0% | 0% | 0% | 0% | 0% | 0% | 0% | 0%
Processing of nuclear fuel | i23.3 | M_fossil_products | 0% | 0% | 0% | 0% | 0% | 0% | 0% | 0% | 0% | 0% | 0% | 0% | 0%
Plastics, basic | i24.a | M_fossil_products | 0% | 0% | 0% | 0% | 0% | 0% | 0% | 0% | 0% | 0% | 0% | 0% | 0%
Re-processing of secondary plastic into new plastic | i24.a.w | M_fossil_products | 0% | 0% | 0% | 0% | 0% | 0% | 0% | 0% | 0% | 0% | 0% | 0% | 0%
N-fertiliser | i24.b | M_fossil_products | 0% | 0% | 0% | 0% | 0% | 0% | 0% | 0% | 0% | 0% | 0% | 0% | 0%
P- and other fertiliser | i24.c | M_fossil_products | 0% | 0% | 0% | 0% | 0% | 0% | 0% | 0% | 0% | 0% | 0% | 0% | 0%
Chemicals nec | i24.d | M_fossil_products | 0% | 0% | 0% | 0% | 0% | 0% | 0% | 0% | 0% | 0% | 0% | 0% | 0%
Manufacture of rubber and plastic products (25) | i25 | M_fossil_products | 0% | 0% | 0% | 0% | 0% | 0% | 0% | 0% | 0% | 0% | 0% | 0% | 0%
Manufacture of glass and glass products | i26.a | M_metal&mineral_industries | 0% | 0% | 0% | 0% | 0% | 0% | 0% | 0% | 0% | 0% | 0% | 0% | 0%
Re-processing of secondary glass into new glass | i26.a.w | M_metal&mineral_industries | 0% | 0% | 0% | 0% | 0% | 0% | 0% | 0% | 0% | 0% | 0% | 0% | 0%
Manufacture of ceramic goods | i26.b | M_metal&mineral_industries | 0% | 0% | 0% | 0% | 0% | 0% | 0% | 0% | 0% | 0% | 0% | 0% | 0%
Manufacture of bricks, tiles and construction products, in baked clay | i26.c | M_metal&mineral_industries | 0% | 0% | 0% | 0% | 0% | 0% | 0% | 0% | 0% | 0% | 0% | 0% | 0%
Manufacture of cement, lime and plaster | i26.d | M_metal&mineral_industries | 0% | 0% | 0% | 0% | 0% | 0% | 0% | 0% | 0% | 0% | 0% | 0% | 0%
Re-processing of ash into clinker | i26.d.w | M_metal&mineral_industries | 0% | 0% | 0% | 0% | 0% | 0% | 0% | 0% | 0% | 0% | 0% | 0% | 0%
Manufacture of other non-metallic mineral products n.e.c. | i26.e | M_metal&mineral_industries | 0% | 0% | 0% | 0% | 0% | 0% | 0% | 0% | 0% | 0% | 0% | 0% | 0%
Manufacture of basic iron and steel and of ferro-alloys and first products thereof | i27.a | M_metal&mineral_industries | 0% | 0% | 0% | 0% | 0% | 0% | 0% | 0% | 0% | 0% | 0% | 0% | 0%
Re-processing of secondary steel into new steel | i27.a.w | M_metal&mineral_industries | 0% | 0% | 0% | 0% | 0% | 0% | 0% | 0% | 0% | 0% | 0% | 0% | 0%
Precious metals production | i27.41 | M_metal&mineral_industries | 0% | 0% | 0% | 0% | 0% | 0% | 0% | 0% | 0% | 0% | 0% | 0% | 0%
Re-processing of secondary preciuos metals into new preciuos metals | i27.41.w | M_metal&mineral_industries | 0% | 0% | 0% | 0% | 0% | 0% | 0% | 0% | 0% | 0% | 0% | 0% | 0%
Aluminium production | i27.42 | M_metal&mineral_industries | 0% | 0% | 0% | 0% | 0% | 0% | 0% | 0% | 0% | 0% | 0% | 0% | 0%
Re-processing of secondary aluminium into new aluminium | i27.42.w | M_metal&mineral_industries | 0% | 0% | 0% | 0% | 0% | 0% | 0% | 0% | 0% | 0% | 0% | 0% | 0%
Lead, zinc and tin production | i27.43 | M_metal&mineral_industries | 0% | 0% | 0% | 0% | 0% | 0% | 0% | 0% | 0% | 0% | 0% | 0% | 0%
Re-processing of secondary lead into new lead, zinc and tin | i27.43.w | M_metal&mineral_industries | 0% | 0% | 0% | 0% | 0% | 0% | 0% | 0% | 0% | 0% | 0% | 0% | 0%
Copper production | i27.44 | M_metal&mineral_industries | 0% | 0% | 0% | 0% | 0% | 0% | 0% | 0% | 0% | 0% | 0% | 0% | 0%
Re-processing of secondary copper into new copper | i27.44.w | M_metal&mineral_industries | 0% | 0% | 0% | 0% | 0% | 0% | 0% | 0% | 0% | 0% | 0% | 0% | 0%
Other non-ferrous metal production | i27.45 | M_metal&mineral_industries | 0% | 0% | 0% | 0% | 0% | 0% | 0% | 0% | 0% | 0% | 0% | 0% | 0%
Re-processing of secondary other non-ferrous metals into new other non-ferrous metals | i27.45.w | M_metal&mineral_industries | 0% | 0% | 0% | 0% | 0% | 0% | 0% | 0% | 0% | 0% | 0% | 0% | 0%
Casting of metals | i27.5 | M_metal&mineral_industries | 0% | 0% | 0% | 0% | 0% | 0% | 0% | 0% | 0% | 0% | 0% | 0% | 0%
Manufacture of fabricated metal products, except machinery and equipment (28) | i28 | M_metal&mineral_industries | 0% | 0% | 0% | 0% | 0% | 0% | 0% | 0% | 0% | 0% | 0% | 0% | 0%
Manufacture of machinery and equipment n.e.c. (29) | i29 | M_metal&mineral_industries | 40% | 46% | 28% | 33% | 65% | 51% | 46% | 63% | 45% | 45% | 8% | 42% | 51%
Manufacture of office machinery and computers (30) | i30 | M_metal&mineral_industries | 0% | 0% | 0% | 0% | 0% | 0% | 0% | 0% | 0% | 0% | 0% | 0% | 0%
Manufacture of electrical machinery and apparatus n.e.c. (31) | i31 | M_metal&mineral_industries | 6% | 6% | 5% | 4% | 15% | 15% | 9% | 8% | 10% | 10% | 8% | 8% | 7%
Manufacture of radio, television and communication equipment and apparatus (32) | i32 | M_metal&mineral_industries | 0% | 0% | 0% | 0% | 0% | 0% | 0% | 0% | 0% | 0% | 0% | 0% | 0%
Manufacture of medical, precision and optical instruments, watches and clocks (33) | i33 | M_metal&mineral_industries | 0% | 0% | 0% | 0% | 0% | 0% | 0% | 0% | 0% | 0% | 0% | 0% | 0%
Manufacture of motor vehicles, trailers and semi-trailers (34) | i34 | M_metal&mineral_industries | 0% | 0% | 0% | 0% | 0% | 0% | 0% | 0% | 0% | 0% | 0% | 0% | 0%
Manufacture of other transport equipment (35) | i35 | M_metal&mineral_industries | 0% | 0% | 0% | 0% | 0% | 0% | 0% | 0% | 0% | 0% | 0% | 0% | 0%
Manufacture of furniture; manufacturing n.e.c. (36) | i36 | M_metal&mineral_industries | 0% | 0% | 0% | 0% | 0% | 0% | 0% | 0% | 0% | 0% | 0% | 0% | 0%
Recycling of waste and scrap | i37 | Energy | 0% | 0% | 0% | 0% | 0% | 0% | 0% | 0% | 0% | 0% | 0% | 0% | 0%
Recycling of bottles by direct reuse | i37.w.1 | Energy | 0% | 0% | 0% | 0% | 0% | 0% | 0% | 0% | 0% | 0% | 0% | 0% | 0%
Production of electricity by coal | i40.11.a | Energy | 0% | 0% | 0% | 0% | 0% | 0% | 0% | 0% | 0% | 0% | 0% | 0% | 0%
Production of electricity by gas | i40.11.b | Energy | 0% | 0% | 0% | 0% | 0% | 0% | 0% | 0% | 0% | 0% | 0% | 0% | 0%
Production of electricity by nuclear | i40.11.c | Energy | 0% | 0% | 0% | 0% | 0% | 0% | 0% | 0% | 0% | 0% | 0% | 0% | 0%
Production of electricity by hydro | i40.11.d | Energy | 0% | 0% | 0% | 0% | 0% | 0% | 0% | 0% | 0% | 0% | 0% | 0% | 0%
Production of electricity by wind onshore | i40.11.e.1 | Energy | 0% | 0% | 0% | 0% | 0% | 0% | 0% | 0% | 0% | 0% | 0% | 0% | 0%
Production of electricity by wind offshore | i40.11.e.2 | Energy | 0% | 0% | 0% | 0% | 0% | 0% | 0% | 0% | 0% | 0% | 0% | 0% | 0%
Production of electricity by petroleum and other oil derivatives | i40.11.f | Energy | 0% | 0% | 0% | 0% | 0% | 0% | 0% | 0% | 0% | 0% | 0% | 0% | 0%
Production of electricity by biomass and waste | i40.11.g | Energy | 0% | 0% | 0% | 0% | 0% | 0% | 0% | 0% | 0% | 0% | 0% | 0% | 0%
Production of electricity by solar photovoltaic utility | i40.11.h.1 | Energy | 0% | 0% | 0% | 0% | 0% | 0% | 0% | 0% | 0% | 0% | 0% | 0% | 0%
Production of electricity by solar photovoltaic residential | i40.11.h.2 | Energy | 0% | 0% | 0% | 0% | 0% | 0% | 0% | 0% | 0% | 0% | 0% | 0% | 0%
Production of electricity by solar thermal | i40.11.i | Energy | 0% | 0% | 0% | 0% | 0% | 0% | 0% | 0% | 0% | 0% | 0% | 0% | 0%
Production of electricity by tide, wave, ocean | i40.11.j | Energy | 0% | 0% | 0% | 0% | 0% | 0% | 0% | 0% | 0% | 0% | 0% | 0% | 0%
Production of electricity by Geothermal | i40.11.k | Energy | 0% | 0% | 0% | 0% | 0% | 0% | 0% | 0% | 0% | 0% | 0% | 0% | 0%
Production of electricity nec | i40.11.l | Energy | 0% | 0% | 0% | 0% | 0% | 0% | 0% | 0% | 0% | 0% | 0% | 0% | 0%
Transmission of electricity | i40.12 | Energy | 0% | 0% | 0% | 0% | 0% | 0% | 0% | 0% | 0% | 0% | 0% | 0% | 0%
Distribution and trade of electricity | i40.13 | Energy | 0% | 0% | 0% | 0% | 0% | 0% | 0% | 0% | 0% | 0% | 0% | 0% | 0%
Manufacture of gas; distribution of gaseous fuels through mains | i40.2 | Energy | 0% | 0% | 0% | 0% | 0% | 0% | 0% | 0% | 0% | 0% | 0% | 0% | 0%
Steam and hot water supply | i40.3 | Energy | 0% | 0% | 0% | 0% | 0% | 0% | 0% | 0% | 0% | 0% | 0% | 0% | 0%
Collection, purification and distribution of water (41) | i41 | Energy | 0% | 0% | 0% | 0% | 0% | 0% | 0% | 0% | 0% | 0% | 0% | 0% | 0%
Construction (45) | i45 | Construction | 15.25% | 7.5% | 19.5% | 36% | 12% | 18% | 7.5% | 18.25% | 19.5% | 20.33% | 60.5% | 39.25% | 10.25%
Re-processing of secondary construction material into aggregates | i45.w | Construction | 0% | 0% | 0% | 0% | 0% | 0% | 0% | 0% | 0% | 0% | 0% | 0% | 0%
Sale, maintenance, repair of motor vehicles, motor vehicles parts, motorcycles, motor cycles parts and accessoiries | i50.a | Sales&Retail | 0% | 0% | 0% | 0% | 0% | 0% | 0% | 0% | 0% | 0% | 0% | 0% | 0%
Retail sale of automotive fuel | i50.b | Sales&Retail | 0% | 0% | 0% | 0% | 0% | 0% | 0% | 0% | 0% | 0% | 0% | 0% | 0%
Wholesale trade and commission trade, except of motor vehicles and motorcycles (51) | i51 | Sales&Retail | 0% | 0% | 0% | 0% | 0% | 0% | 0% | 0% | 0% | 0% | 0% | 0% | 0%
Retail trade, except of motor vehicles and motorcycles; repair of personal and household goods (52) | i52 | Sales&Retail | 0% | 0% | 0% | 0% | 0% | 0% | 0% | 0% | 0% | 0% | 0% | 0% | 0%
Hotels and restaurants (55) | i55 | Sales&Retail | 0% | 0% | 0% | 0% | 0% | 0% | 0% | 0% | 0% | 0% | 0% | 0% | 0%
Transport via railways | i60.1 | Transport | 0% | 0% | 0% | 0% | 0% | 0% | 0% | 0% | 0% | 0% | 0% | 0% | 0%
Other land transport | i60.2 | Transport | 0% | 0% | 0% | 0% | 0% | 0% | 0% | 0% | 0% | 0% | 0% | 0% | 0%
Transport via pipelines | i60.3 | Transport | 0% | 0% | 0% | 0% | 0% | 0% | 0% | 0% | 0% | 0% | 0% | 0% | 0%
Sea and coastal water transport | i61.1 | Transport | 0% | 0% | 0% | 0% | 0% | 0% | 0% | 0% | 0% | 0% | 0% | 0% | 0%
Inland water transport | i61.2 | Transport | 0% | 0% | 0% | 0% | 0% | 0% | 0% | 0% | 0% | 0% | 0% | 0% | 0%
Air transport (62) | i62 | Transport | 0% | 0% | 0% | 0% | 0% | 0% | 0% | 0% | 0% | 0% | 0% | 0% | 0%
Supporting and auxiliary transport activities; activities of travel agencies (63) | i63 | Transport | 0% | 0% | 0% | 0% | 0% | 0% | 0% | 0% | 0% | 0% | 0% | 0% | 0%
Post and telecommunications (64) | i64 | Transport | 0% | 0% | 0% | 0% | 0% | 0% | 0% | 0% | 0% | 0% | 0% | 0% | 0%
Financial intermediation, except insurance and pension funding (65) | i65 | Financial | 6.5% | 7.5% | 8.5% | 2.25% | 1.333% | 4.4% | 6% | 1% | 4.5% | 4.5% | 4% | 1.75% | 4%
Insurance and pension funding, except compulsory social security (66) | i66 | Financial | 4.25% | 3.5% | 4.5% | 6% | 1.333% | 4.4% | 4.5% | 2.25% | 2.5% | 3.333% | 2.5% | 1.25% | 5.25%
Activities auxiliary to financial intermediation (67) | i67 | Financial | 6.5% | 7.5% | 8.5% | 2.25% | 1.333% | 4.4% | 6% | 1% | 4.5% | 4.5% | 4% | 1.75% | 4%
Real estate activities (70) | i70 | Financial | 4.25% | 3.5% | 4.5% | 6% | 1.333% | 0% | 4.5% | 2.25% | 2.5% | 0% | 2.5% | 1.25% | 5.25%
Renting of machinery and equipment without operator and of personal and household goods (71) | i71 | Other | 0% | 0% | 0% | 0% | 0% | 0% | 0% | 0% | 0% | 0% | 0% | 0% | 0%
Computer and related activities (72) | i72 | Other | 10.75% | 7.5% | 13% | 8.25% | 1.333% | 4.4% | 10.5% | 3.25% | 7% | 7.833% | 6.5% | 3% | 9.25%
Research and development (73) | i73 | Other | 0% | 0% | 0% | 0% | 0% | 0% | 0% | 0% | 0% | 0% | 0% | 0% | 0%
Other business activities (74) | i74 | Other | 6.5% | 7.5% | 8.5% | 2.25% | 1.333% | 4.4% | 6% | 4.5% | 4.5% | 4.5% | 4% | 1.75% | 4%
Public administration and defence; compulsory social security (75) | i75 | Other | 0% | 0% | 0% | 0% | 0% | 0% | 0% | 0% | 0% | 0% | 0% | 0% | 0%
Education (80) | i80 | Other | 0% | 0% | 0% | 0% | 0% | 0% | 0% | 0% | 0% | 0% | 0% | 0% | 0%
Health and social work (85) | i85 | Other | 0% | 0% | 0% | 0% | 0% | 0% | 0% | 0% | 0% | 0% | 0% | 0% | 0%
Incineration of waste: Food | i90.1.a | Other | 0% | 0% | 0% | 0% | 0% | 0% | 0% | 0% | 0% | 0% | 0% | 0% | 0%
Incineration of waste: Paper | i90.1.b | Other | 0% | 0% | 0% | 0% | 0% | 0% | 0% | 0% | 0% | 0% | 0% | 0% | 0%
Incineration of waste: Plastic | i90.1.c | Other | 0% | 0% | 0% | 0% | 0% | 0% | 0% | 0% | 0% | 0% | 0% | 0% | 0%
Incineration of waste: Metals and Inert materials | i90.1.d | Other | 0% | 0% | 0% | 0% | 0% | 0% | 0% | 0% | 0% | 0% | 0% | 0% | 0%
Incineration of waste: Textiles | i90.1.e | Other | 0% | 0% | 0% | 0% | 0% | 0% | 0% | 0% | 0% | 0% | 0% | 0% | 0%
Incineration of waste: Wood | i90.1.f | Other | 0% | 0% | 0% | 0% | 0% | 0% | 0% | 0% | 0% | 0% | 0% | 0% | 0%
Incineration of waste: Oil/Hazardous waste | i90.1.g | Other | 0% | 0% | 0% | 0% | 0% | 0% | 0% | 0% | 0% | 0% | 0% | 0% | 0%
Biogasification of food waste, incl. land application | i90.2.a | Other | 0% | 0% | 0% | 0% | 0% | 0% | 0% | 0% | 0% | 0% | 0% | 0% | 0%
Biogasification of paper, incl. land application | i90.2.b | Other | 0% | 0% | 0% | 0% | 0% | 0% | 0% | 0% | 0% | 0% | 0% | 0% | 0%
Biogasification of sewage slugde, incl. land application | i90.2.c | Other | 0% | 0% | 0% | 0% | 0% | 0% | 0% | 0% | 0% | 0% | 0% | 0% | 0%
Composting of food waste, incl. land application | i90.3.a | Other | 0% | 0% | 0% | 0% | 0% | 0% | 0% | 0% | 0% | 0% | 0% | 0% | 0%
Composting of paper and wood, incl. land application | i90.3.b | Other | 0% | 0% | 0% | 0% | 0% | 0% | 0% | 0% | 0% | 0% | 0% | 0% | 0%
Waste water treatment, food | i90.4.a | Other | 0% | 0% | 0% | 0% | 0% | 0% | 0% | 0% | 0% | 0% | 0% | 0% | 0%
Waste water treatment, other | i90.4.b | Other | 0% | 0% | 0% | 0% | 0% | 0% | 0% | 0% | 0% | 0% | 0% | 0% | 0%
Landfill of waste: Food | i90.5.a | Other | 0% | 0% | 0% | 0% | 0% | 0% | 0% | 0% | 0% | 0% | 0% | 0% | 0%
Landfill of waste: Paper | i90.5.b | Other | 0% | 0% | 0% | 0% | 0% | 0% | 0% | 0% | 0% | 0% | 0% | 0% | 0%
Landfill of waste: Plastic | i90.5.c | Other | 0% | 0% | 0% | 0% | 0% | 0% | 0% | 0% | 0% | 0% | 0% | 0% | 0%
Landfill of waste: Inert/metal/hazardous | i90.5.d | Other | 0% | 0% | 0% | 0% | 0% | 0% | 0% | 0% | 0% | 0% | 0% | 0% | 0%
Landfill of waste: Textiles | i90.5.e | Other | 0% | 0% | 0% | 0% | 0% | 0% | 0% | 0% | 0% | 0% | 0% | 0% | 0%
Landfill of waste: Wood | i90.5.f | Other | 0% | 0% | 0% | 0% | 0% | 0% | 0% | 0% | 0% | 0% | 0% | 0% | 0%
Activities of membership organisation n.e.c. (91) | i91 | Other | 0% | 0% | 0% | 0% | 0% | 0% | 0% | 0% | 0% | 0% | 0% | 0% | 0%
Recreational, cultural and sporting activities (92) | i92 | Other | 0% | 0% | 0% | 0% | 0% | 0% | 0% | 0% | 0% | 0% | 0% | 0% | 0%
Other service activities (93) | i93 | Other | 0% | 0% | 0% | 0% | 0% | 0% | 0% | 0% | 0% | 0% | 0% | 0% | 0%
Private households with employed persons (95) | i95 | Other | 0% | 0% | 0% | 0% | 0% | 0% | 0% | 0% | 0% | 0% | 0% | 0% | 0%
Extra-territorial organizations and bodies | i99 | Other | 0% | 0% | 0% | 0% | 0% | 0% | 0% | 0% | 0% | 0% | 0% | 0% | 0%

## euref_det
Industry.Name | Industry.Code | Country.Code | Reference.1 | Note.1 | Reference.2 | Note.2 | Price2015.kW | Price2020.kW | Price2025.kW | Price2030.kW | Price2035.kW | Price2040.kW | Price2045.kW | Price2050.kW | USD.EUR | EUR2015.MW | EUR2020.MW | EUR2025.MW | EUR2030.MW | EUR2035.MW | EUR2040.MW | EUR2045.MW | EUR2050.MW | GFCF2015 | GFCF2020 | GFCF2025 | GFCF2030 | GFCF2035 | GFCF2040 | GFCF2045 | GFCF2050
Production of electricity by coal | i40.11.a | AT | https://setis.ec.europa.eu/system/files/ETRI_2014.pdf | p.42, Tab. 23+24, 2013 CAPEX ref value, EU average, share from ENTSO-E Transparency Platform Installed Capacity 2015 |  |  | 1600 | 1600 | 1600 | 1600 | 1600 | 1600 | 1600 | 1600 |  | 1.6 | 1.6 | 1.6 | 1.6 | 1.6 | 1.6 | 1.6 | 1.6 | 34.9102 | 32.1664 | 31.1287 | 31.1287 | 3.2343 | 2.8847 | 1.4559 | 1.4559
Production of electricity by gas | i40.11.b | AT | https://setis.ec.europa.eu/system/files/ETRI_2014.pdf | p.40, 2013 CAPEX ref value, EU average |  |  | 850 | 850 | 850 | 850 | 850 | 850 | 850 | 850 |  | 0.85 | 0.85 | 0.85 | 0.85 | 0.85 | 0.85 | 0.85 | 0.85 | 115.4264 | 99.9318 | 90.5161 | 82.2337 | 124.3584 | 86.2892 | 89.7229 | 80.7628
Production of electricity by nuclear | i40.11.c | AT | https://setis.ec.europa.eu/system/files/ETRI_2014.pdf | p.58, 2013 CAPEX ref value, EU average |  |  | 4457.1429 | 4350 | 4225 | 4100 | 3950 | 3800 | 3775 | 3750 |  | 4.4571 | 4.35 | 4.225 | 4.1 | 3.95 | 3.8 | 3.775 | 3.75 | 0 | 0 | 0 | 0 | 0 | 0 | 0 | 0
Production of electricity by hydro | i40.11.d | AT | https://www.irena.org/publications/2020/Jun/Renewable-Power-Costs-in-2019 | Fig. 5.5, 2015-2019 weighted average for Europe | https://setis.ec.europa.eu/system/files/ETRI_2014.pdf | p.24-26, 2020-2050 CAPEX ref value, EU average, utility/commercial >2 MW without tracking | 1842.6929 | 1842.6929 | 1842.6929 | 1842.6929 | 1842.6929 | 1842.6929 | 1842.6929 | 1842.6929 | 0.91 | 1.6769 | 1.6769 | 1.6769 | 1.6769 | 1.6769 | 1.6769 | 1.6769 | 1.6769 | 564.3491 | 586.199 | 384.3062 | 385.9723 | 418.3847 | 398.707 | 387.9429 | 446.5592
Production of electricity by wind onshore | i40.11.e.1 | AT | https://www.irena.org/publications/2020/Jun/Renewable-Power-Costs-in-2019 | Fig. 2.5, 2011-2019 weighted average for Germany | https://setis.ec.europa.eu/system/files/ETRI_2014.pdf | p.14, 2020-2050 CAPEX ref value, EU average, utility/commercial >2 MW without tracking | 1988.1111 | 1936.8711 | 1901.0032 | 1865.1352 | 1793.3992 | 1721.6632 | 1649.9273 | 1578.1913 | 0.91 | 1.8092 | 1.7626 | 1.7299 | 1.6973 | 1.632 | 1.5667 | 1.5014 | 1.4362 | 902.8284 | 267.304 | 643.7322 | 607.5105 | 296.6695 | 465.7001 | 647.9549 | 625.2932
Production of electricity by wind offshore | i40.11.e.2 | AT | https://www.irena.org/publications/2020/Jun/Renewable-Power-Costs-in-2019 | Tab. 4.1, (2010+2019)/2 weighted average for Europe | https://setis.ec.europa.eu/system/files/ETRI_2014.pdf | p.16, 2020-2050 CAPEX ref value, EU average, utility/commercial >2 MW without tracking | 4376 | 3817.402 | 3618.579 | 3419.7559 | 3287.2073 | 3154.6586 | 3032.385 | 2910.1114 | 0.91 | 3.9822 | 3.4738 | 3.2929 | 3.112 | 2.9914 | 2.8707 | 2.7595 | 2.6482 | 0 | 0 | 0 | 0 | 0 | 0 | 0 | 0
Production of electricity by petroleum and other oil derivatives | i40.11.f | AT | https://setis.ec.europa.eu/system/files/ETRI_2014.pdf | p.44, 2013 CAPEX ref value, EU average |  |  | 2442.8571 | 2300 | 2300 | 2300 | 2300 | 2300 | 2250 | 2200 |  | 2.4429 | 2.3 | 2.3 | 2.3 | 2.3 | 2.3 | 2.25 | 2.2 | 94.6142 | 53.5582 | 31.7327 | 27.7944 | 25.2857 | 0.55448 | 0.20703 | 0
Production of electricity by biomass and waste | i40.11.g | AT | https://setis.ec.europa.eu/system/files/ETRI_2014.pdf | p.70, 2013 CAPEX ref value, EU average |  |  | 2812.8571 | 2620 | 2495 | 2370 | 2260 | 2150 | 2050 | 1950 |  | 2.8129 | 2.62 | 2.495 | 2.37 | 2.26 | 2.15 | 2.05 | 1.95 | 157.9934 | 157.0532 | 76.2881 | 100.2197 | 72.8915 | 186.2674 | 81.2872 | 65.9848
Production of electricity by solar photovoltaic utility | i40.11.h.1 | AT | https://www.irena.org/publications/2020/Jun/Renewable-Power-Costs-in-2019 | Fig. 3.4, 2011-2019 weighted average for Germany | https://setis.ec.europa.eu/system/files/ETRI_2014.pdf | p.20, 2020-2050 CAPEX ref value, EU average, utility/commercial >2 MW without tracking | 1608.2726 | 1385.5887 | 1247.0298 | 1108.4709 | 1056.5114 | 1004.5518 | 952.5922 | 900.6326 | 0.91 | 1.4635 | 1.2609 | 1.1348 | 1.0087 | 0.96143 | 0.91414 | 0.86686 | 0.81958 | 9.0959 | 2.5099 | 11.205 | 3.2251 | 2.8584 | 2.6479 | 3.6229 | 6.1002
Production of electricity by solar photovoltaic residential | i40.11.h.2 | AT | https://www.irena.org/publications/2020/Jun/Renewable-Power-Costs-in-2019 | Tab. 3.1, 2011-2019 weighted average for Germany | https://setis.ec.europa.eu/system/files/ETRI_2014.pdf | p.21, 2020-2050 CAPEX ref value, EU average, residential <100 kW | 2164.4444 | 1904.7111 | 1809.4756 | 1714.24 | 1662.2933 | 1610.3467 | 1567.0578 | 1523.7689 | 0.91 | 1.9696 | 1.7333 | 1.6466 | 1.56 | 1.5127 | 1.4654 | 1.426 | 1.3866 | 355.8693 | 146.1604 | 688.7527 | 211.2866 | 190.5197 | 179.813 | 252.4696 | 437.2159
Production of electricity by solar thermal | i40.11.i | AT | https://setis.ec.europa.eu/system/files/ETRI_2014.pdf | p.22, 2013 CAPEX ref value, EU average |  |  | 5285.7143 | 4500 | 4150 | 3800 | 3650 | 3500 | 3450 | 3400 | 0.91 | 4.81 | 4.095 | 3.7765 | 3.458 | 3.3215 | 3.185 | 3.1395 | 3.094 | 0 | 0 | 0 | 0 | 0 | 0 | 0 | 0
Production of electricity by tide, wave, ocean | i40.11.j | AT | https://setis.ec.europa.eu/system/files/ETRI_2014.pdf | p.34, 2013 CAPEX ref value, EU average |  |  | 8140 | 5790 | 5135 | 4480 | 3565 | 2650 | 2475 | 2300 |  | 8.14 | 5.79 | 5.135 | 4.48 | 3.565 | 2.65 | 2.475 | 2.3 | 0 | 0 | 0 | 0 | 0 | 0 | 0 | 0
Production of electricity by Geothermal | i40.11.k | AT | https://setis.ec.europa.eu/system/files/ETRI_2014.pdf | p.29, 2013 CAPEX ref value, EU average |  |  | 5370 | 4970 | 4720 | 4470 | 4245 | 4020 | 3815 | 3610 | 0.91 | 4.8867 | 4.5227 | 4.2952 | 4.0677 | 3.863 | 3.6582 | 3.4716 | 3.2851 | 0.32578 | 0.30151 | 0.28635 | 0.27118 | 0.25753 | 0.24388 | 0.23144 | 0.21901
Production of electricity by coal | i40.11.a | BE | https://setis.ec.europa.eu/system/files/ETRI_2014.pdf | p.42, Tab. 23+24, 2013 CAPEX ref value, share from ENTSO-E Transparency Platform Installed Capacity 2015 |  |  | 1600 | 1600 | 1600 | 1600 | 1600 | 1600 | 1600 | 1600 |  | 1.6 | 1.6 | 1.6 | 1.6 | 1.6 | 1.6 | 1.6 | 1.6 | 129.01 | 1.73 | 1.73 | 0.62596 | 0.62596 | 0.26496 | 0 | 0
Production of electricity by gas | i40.11.b | BE | https://setis.ec.europa.eu/system/files/ETRI_2014.pdf | p.40, 2013 CAPEX ref value |  |  | 850 | 850 | 850 | 850 | 850 | 850 | 850 | 850 |  | 0.85 | 0.85 | 0.85 | 0.85 | 0.85 | 0.85 | 0.85 | 0.85 | 192.6492 | 177.6415 | 328.4911 | 853.9155 | 470.4556 | 583.5748 | 579.2811 | 609.8397
Production of electricity by nuclear | i40.11.c | BE | https://setis.ec.europa.eu/system/files/ETRI_2014.pdf | p.58, 2013 CAPEX ref value |  |  | 4457.1429 | 4350 | 4225 | 4100 | 3950 | 3800 | 3775 | 3750 |  | 4.4571 | 4.35 | 4.225 | 4.1 | 3.95 | 3.8 | 3.775 | 3.75 | 290.2283 | 1365.2417 | 214.1315 | 0 | 0 | 0 | 0 | 0
Production of electricity by hydro | i40.11.d | BE | https://www.irena.org/publications/2020/Jun/Renewable-Power-Costs-in-2019 | Fig. 5.5, 2015-2019 weighted average for Europe | https://setis.ec.europa.eu/system/files/ETRI_2014.pdf | p.24-26, 2020-2050 CAPEX ref value, EU average, utility/commercial >2 MW without tracking | 1842.6929 | 1842.6929 | 1842.6929 | 1842.6929 | 1842.6929 | 1842.6929 | 1842.6929 | 1842.6929 | 0.91 | 1.6769 | 1.6769 | 1.6769 | 1.6769 | 1.6769 | 1.6769 | 1.6769 | 1.6769 | 3.3258 | 3.3258 | 3.3258 | 24.5549 | 5.9139 | 6.1565 | 6.9723 | 7.1533
Production of electricity by wind onshore | i40.11.e.1 | BE | https://www.irena.org/publications/2020/Jun/Renewable-Power-Costs-in-2019 | Fig. 2.5, 2011-2019 weighted average for Germany | https://setis.ec.europa.eu/system/files/ETRI_2014.pdf | p.14, 2020-2050 CAPEX ref value, EU average, utility/commercial >2 MW without tracking | 1988.1111 | 1936.8711 | 1901.0032 | 1865.1352 | 1793.3992 | 1721.6632 | 1649.9273 | 1578.1913 | 0.91 | 1.8092 | 1.7626 | 1.7299 | 1.6973 | 1.632 | 1.5667 | 1.5014 | 1.4362 | 547.5899 | 798.0057 | 628.7893 | 526.0129 | 371.8508 | 470.0311 | 443.1418 | 549.6071
Production of electricity by wind offshore | i40.11.e.2 | BE | https://www.irena.org/publications/2020/Jun/Renewable-Power-Costs-in-2019 | Tab. 4.1, (2010+2019)/2 weighted average for Belgium | https://setis.ec.europa.eu/system/files/ETRI_2014.pdf | p.16, 2020-2050 CAPEX ref value, EU average, utility/commercial >2 MW without tracking | 4974 | 4339.0671 | 4113.074 | 3887.0809 | 3736.4189 | 3585.7568 | 3446.774 | 3307.7912 | 0.91 | 4.5263 | 3.9486 | 3.7429 | 3.5372 | 3.4001 | 3.263 | 3.1366 | 3.0101 | 184.5035 | 837.3234 | 616.2778 | 479.8529 | 323.6206 | 420.3628 | 393.0714 | 498.9648
Production of electricity by petroleum and other oil derivatives | i40.11.f | BE | https://setis.ec.europa.eu/system/files/ETRI_2014.pdf | p.44, 2013 CAPEX ref value |  |  | 2442.8571 | 2300 | 2300 | 2300 | 2300 | 2300 | 2250 | 2200 |  | 2.4429 | 2.3 | 2.3 | 2.3 | 2.3 | 2.3 | 2.25 | 2.2 | 230.7489 | 17.5023 | 16.1413 | 14.1016 | 3.2222 | 2.7463 | 1.6795 | 0.14929
Production of electricity by biomass and waste | i40.11.g | BE | https://setis.ec.europa.eu/system/files/ETRI_2014.pdf | p.70, 2013 CAPEX ref value |  |  | 2812.8571 | 2620 | 2495 | 2370 | 2260 | 2150 | 2050 | 1950 |  | 2.8129 | 2.62 | 2.495 | 2.37 | 2.26 | 2.15 | 2.05 | 1.95 | 166.2229 | 139.3358 | 78.1476 | 95.3542 | 68.0035 | 142.3002 | 131.4756 | 78.2607
Production of electricity by solar photovoltaic utility | i40.11.h.1 | BE | https://www.irena.org/publications/2020/Jun/Renewable-Power-Costs-in-2019 | Fig. 3.4, 2011-2019 weighted average for Germany | https://setis.ec.europa.eu/system/files/ETRI_2014.pdf | p.20, 2020-2050 CAPEX ref value, EU average, utility/commercial >2 MW without tracking | 1608.2726 | 1385.5887 | 1247.0298 | 1108.4709 | 1056.5114 | 1004.5518 | 952.5922 | 900.6326 | 0.91 | 1.4635 | 1.2609 | 1.1348 | 1.0087 | 0.96143 | 0.91414 | 0.86686 | 0.81958 | 17.7256 | 25.291 | 12.6938 | 11.2834 | 10.7545 | 10.2256 | 9.7272 | 22.1693
Production of electricity by solar photovoltaic residential | i40.11.h.2 | BE | https://www.irena.org/publications/2020/Jun/Renewable-Power-Costs-in-2019 | Tab. 3.1, 2011-2019 weighted average for Germany | https://setis.ec.europa.eu/system/files/ETRI_2014.pdf | p.21, 2020-2050 CAPEX ref value, EU average, residential <100 kW | 2164.4444 | 1904.7111 | 1809.4756 | 1714.24 | 1662.2933 | 1610.3467 | 1567.0578 | 1523.7689 | 0.91 | 1.9696 | 1.7333 | 1.6466 | 1.56 | 1.5127 | 1.4654 | 1.426 | 1.3866 | 458.8649 | 439.8401 | 233.0253 | 220.7608 | 214.0711 | 207.3814 | 202.441 | 474.5233
Production of electricity by solar thermal | i40.11.i | BE | https://setis.ec.europa.eu/system/files/ETRI_2014.pdf | p.22, 2013 CAPEX ref value |  |  | 5285.7143 | 4500 | 4150 | 3800 | 3650 | 3500 | 3450 | 3400 | 0.91 | 4.81 | 4.095 | 3.7765 | 3.458 | 3.3215 | 3.185 | 3.1395 | 3.094 | 0 | 0 | 0 | 0 | 0 | 0 | 0 | 0
Production of electricity by tide, wave, ocean | i40.11.j | BE | https://setis.ec.europa.eu/system/files/ETRI_2014.pdf | p.34, 2013 CAPEX ref value |  |  | 8140 | 5790 | 5135 | 4480 | 3565 | 2650 | 2475 | 2300 |  | 8.14 | 5.79 | 5.135 | 4.48 | 3.565 | 2.65 | 2.475 | 2.3 | 0 | 0 | 0 | 0 | 0 | 0 | 0 | 0
Production of electricity by Geothermal | i40.11.k | BE | https://setis.ec.europa.eu/system/files/ETRI_2014.pdf | p.29, 2013 CAPEX ref value |  |  | 5370 | 4970 | 4720 | 4470 | 4245 | 4020 | 3815 | 3610 | 0.91 | 4.8867 | 4.5227 | 4.2952 | 4.0677 | 3.863 | 3.6582 | 3.4716 | 3.2851 | 0 | 0 | 0 | 0 | 0 | 16.3802 | 2.2207 | 2.1014
Production of electricity by coal | i40.11.a | BG | https://setis.ec.europa.eu/system/files/ETRI_2014.pdf | p.42, Tab. 23+24, 2013 CAPEX ref value, share from ENTSO-E Transparency Platform Installed Capacity 2015 |  |  | 2000 | 2000 | 2000 | 2000 | 2000 | 2000 | 2000 | 2000 |  | 2 | 2 | 2 | 2 | 2 | 2 | 2 | 2 | 265.635 | 240.9512 | 175.0672 | 169.5472 | 118.9332 | 89.9532 | 79.4882 | 344.8082
Production of electricity by gas | i40.11.b | BG | https://setis.ec.europa.eu/system/files/ETRI_2014.pdf | p.40, 2013 CAPEX ref value |  |  | 850 | 850 | 850 | 850 | 850 | 850 | 850 | 850 |  | 0.85 | 0.85 | 0.85 | 0.85 | 0.85 | 0.85 | 0.85 | 0.85 | 17.7364 | 74.1137 | 69.1802 | 29.5395 | 106.9011 | 36.0057 | 84.8161 | 41.8649
Production of electricity by nuclear | i40.11.c | BG | https://setis.ec.europa.eu/system/files/ETRI_2014.pdf | p.58, 2013 CAPEX ref value |  |  | 4457.1429 | 4350 | 4225 | 4100 | 3950 | 3800 | 3775 | 3750 |  | 4.4571 | 4.35 | 4.225 | 4.1 | 3.95 | 3.8 | 3.775 | 3.75 | 142.6286 | 139.2 | 135.2 | 131.2 | 126.4 | 121.6 | 513.4 | 150
Production of electricity by hydro | i40.11.d | BG | https://www.irena.org/publications/2020/Jun/Renewable-Power-Costs-in-2019 | Fig. 5.5, 2015-2019 weighted average for Europe | https://setis.ec.europa.eu/system/files/ETRI_2014.pdf | p.24-26, 2020-2050 CAPEX ref value, EU average, utility/commercial >2 MW without tracking | 1842.6929 | 1842.6929 | 1842.6929 | 1842.6929 | 1842.6929 | 1842.6929 | 1842.6929 | 1842.6929 | 0.91 | 1.6769 | 1.6769 | 1.6769 | 1.6769 | 1.6769 | 1.6769 | 1.6769 | 1.6769 | 65.3413 | 65.3413 | 65.3413 | 65.3413 | 65.3413 | 65.3413 | 65.3413 | 65.3413
Production of electricity by wind onshore | i40.11.e.1 | BG | https://www.irena.org/publications/2020/Jun/Renewable-Power-Costs-in-2019 | Fig. 2.5, 2011-2019 weighted average for Italy | https://setis.ec.europa.eu/system/files/ETRI_2014.pdf | p.14, 2020-2050 CAPEX ref value, EU average, utility/commercial >2 MW without tracking | 2218.7778 | 2161.5928 | 2121.5633 | 2081.5338 | 2001.4748 | 1921.4158 | 1841.3568 | 1761.2978 | 0.91 | 2.0191 | 1.967 | 1.9306 | 1.8942 | 1.8213 | 1.7485 | 1.6756 | 1.6028 | 69.709 | 68.0145 | 643.2528 | 224.517 | 165.1406 | 171.6577 | 282.8983 | 187.201
Production of electricity by wind offshore | i40.11.e.2 | BG | https://www.irena.org/publications/2020/Jun/Renewable-Power-Costs-in-2019 | Tab. 4.1, (2010+2019)/2 weighted average for Europe | https://setis.ec.europa.eu/system/files/ETRI_2014.pdf | p.16, 2020-2050 CAPEX ref value, EU average, utility/commercial >2 MW without tracking | 4376 | 3817.402 | 3618.579 | 3419.7559 | 3287.2073 | 3154.6586 | 3032.385 | 2910.1114 | 0.91 | 3.9822 | 3.4738 | 3.2929 | 3.112 | 2.9914 | 2.8707 | 2.7595 | 2.6482 | 0 | 0 | 0 | 0 | 0 | 0 | 0 | 0
Production of electricity by petroleum and other oil derivatives | i40.11.f | BG | https://setis.ec.europa.eu/system/files/ETRI_2014.pdf | p.44, 2013 CAPEX ref value |  |  | 2442.8571 | 2300 | 2300 | 2300 | 2300 | 2300 | 2250 | 2200 |  | 2.4429 | 2.3 | 2.3 | 2.3 | 2.3 | 2.3 | 2.25 | 2.2 | 0.91502 | 0.11237 | 0.11237 | 0.11237 | 0 | 0 | 0 | 0
Production of electricity by biomass and waste | i40.11.g | BG | https://setis.ec.europa.eu/system/files/ETRI_2014.pdf | p.70, 2013 CAPEX ref value |  |  | 2812.8571 | 2620 | 2495 | 2370 | 2260 | 2150 | 2050 | 1950 |  | 2.8129 | 2.62 | 2.495 | 2.37 | 2.26 | 2.15 | 2.05 | 1.95 | 41.1017 | 24.0573 | 31.0242 | 12.8543 | 15.123 | 53.5299 | 25.4242 | 17.305
Production of electricity by solar photovoltaic utility | i40.11.h.1 | BG | https://www.irena.org/publications/2020/Jun/Renewable-Power-Costs-in-2019 | Fig. 3.4, 2011-2019 (ex. 2015-2016) weighted average for Italy | https://setis.ec.europa.eu/system/files/ETRI_2014.pdf | p.20, 2020-2050 CAPEX ref value, EU average, utility/commercial >2 MW without tracking | 2018.1247 | 1738.6921 | 1564.8229 | 1390.9536 | 1325.7527 | 1260.5517 | 1195.3508 | 1130.1498 | 0.91 | 1.8365 | 1.5822 | 1.424 | 1.2658 | 1.2064 | 1.1471 | 1.0878 | 1.0284 | 72.038 | 63.4102 | 193.2727 | 340.427 | 162.0816 | 255.2003 | 147.678 | 255.0636
Production of electricity by solar photovoltaic residential | i40.11.h.2 | BG | https://www.irena.org/publications/2020/Jun/Renewable-Power-Costs-in-2019 | Tab. 3.1, 2011-2019 weighted average for Italy | https://setis.ec.europa.eu/system/files/ETRI_2014.pdf | p.21, 2020-2050 CAPEX ref value, EU average, residential <100 kW | 2742.6667 | 2413.5467 | 2292.8693 | 2172.192 | 2106.368 | 2040.544 | 1985.6907 | 1930.8373 | 0.91 | 2.4958 | 2.1963 | 2.0865 | 1.9767 | 1.9168 | 1.8569 | 1.807 | 1.7571 | 14.6289 | 13.1527 | 42.3164 | 79.439 | 38.4795 | 61.7292 | 36.6569 | 65.1152
Production of electricity by solar thermal | i40.11.i | BG | https://setis.ec.europa.eu/system/files/ETRI_2014.pdf | p.22, 2013 CAPEX ref value |  |  | 5285.7143 | 4500 | 4150 | 3800 | 3650 | 3500 | 3450 | 3400 | 0.91 | 4.81 | 4.095 | 3.7765 | 3.458 | 3.3215 | 3.185 | 3.1395 | 3.094 | 0 | 0 | 0 | 0 | 0 | 0 | 0 | 0
Production of electricity by tide, wave, ocean | i40.11.j | BG | https://setis.ec.europa.eu/system/files/ETRI_2014.pdf | p.34, 2013 CAPEX ref value |  |  | 8140 | 5790 | 5135 | 4480 | 3565 | 2650 | 2475 | 2300 |  | 8.14 | 5.79 | 5.135 | 4.48 | 3.565 | 2.65 | 2.475 | 2.3 | 0 | 0 | 0 | 0 | 0 | 0 | 0 | 0
Production of electricity by Geothermal | i40.11.k | BG | https://setis.ec.europa.eu/system/files/ETRI_2014.pdf | p.29, 2013 CAPEX ref value |  |  | 5370 | 4970 | 4720 | 4470 | 4245 | 4020 | 3815 | 3610 | 0.91 | 4.8867 | 4.5227 | 4.2952 | 4.0677 | 3.863 | 3.6582 | 3.4716 | 3.2851 | 0 | 0 | 0 | 0 | 0 | 0 | 0 | 0
Production of electricity by coal | i40.11.a | CY | https://setis.ec.europa.eu/system/files/ETRI_2014.pdf | p.42, Tab. 23+24, 2013 CAPEX ref value, share from ENTSO-E Transparency Platform Installed Capacity 2015 |  |  | 2000 | 2000 | 2000 | 2000 | 2000 | 2000 | 2000 | 2000 |  | 2 | 2 | 2 | 2 | 2 | 2 | 2 | 2 | 0 | 0.00023737 | 2.6375e-05 | 0.0037252 | 0.00043735 | 0.00043735 | 0.0014297 | 0.00063255
Production of electricity by gas | i40.11.b | CY | https://setis.ec.europa.eu/system/files/ETRI_2014.pdf | p.40, 2013 CAPEX ref value |  |  | 850 | 850 | 850 | 850 | 850 | 850 | 850 | 850 |  | 0.85 | 0.85 | 0.85 | 0.85 | 0.85 | 0.85 | 0.85 | 0.85 | 0 | 6.6947 | 96.1564 | 14.5564 | 62.1564 | 68.9564 | 75.7564 | 39.1458
Production of electricity by nuclear | i40.11.c | CY | https://setis.ec.europa.eu/system/files/ETRI_2014.pdf | p.58, 2013 CAPEX ref value |  |  | 4457.1429 | 4350 | 4225 | 4100 | 3950 | 3800 | 3775 | 3750 |  | 4.4571 | 4.35 | 4.225 | 4.1 | 3.95 | 3.8 | 3.775 | 3.75 | 0 | 0 | 0 | 0 | 0 | 0 | 0 | 0
Production of electricity by hydro | i40.11.d | CY | https://www.irena.org/publications/2020/Jun/Renewable-Power-Costs-in-2019 | Fig. 5.5, 2015-2019 weighted average for Europe | https://setis.ec.europa.eu/system/files/ETRI_2014.pdf | p.24-26, 2020-2050 CAPEX ref value, EU average, utility/commercial >2 MW without tracking | 1842.6929 | 1842.6929 | 1842.6929 | 1842.6929 | 1842.6929 | 1842.6929 | 1842.6929 | 1842.6929 | 0.91 | 1.6769 | 1.6769 | 1.6769 | 1.6769 | 1.6769 | 1.6769 | 1.6769 | 1.6769 | 0 | 0 | 0 | 0 | 0 | 0 | 0 | 0
Production of electricity by wind onshore | i40.11.e.1 | CY | https://www.irena.org/publications/2020/Jun/Renewable-Power-Costs-in-2019 | Fig. 2.5, 2011-2019 weighted average for Italy | https://setis.ec.europa.eu/system/files/ETRI_2014.pdf | p.14, 2020-2050 CAPEX ref value, EU average, utility/commercial >2 MW without tracking | 2218.7778 | 2161.5928 | 2121.5633 | 2081.5338 | 2001.4748 | 1921.4158 | 1841.3568 | 1761.2978 | 0.91 | 2.0191 | 1.967 | 1.9306 | 1.8942 | 1.8213 | 1.7485 | 1.6756 | 1.6028 | 37.1007 | 42.2599 | 17.7338 | 22.2652 | 16.6733 | 16.0064 | 15.6815 | 86.601
Production of electricity by wind offshore | i40.11.e.2 | CY | https://www.irena.org/publications/2020/Jun/Renewable-Power-Costs-in-2019 | Tab. 4.1, (2010+2019)/2 weighted average for Europe | https://setis.ec.europa.eu/system/files/ETRI_2014.pdf | p.16, 2020-2050 CAPEX ref value, EU average, utility/commercial >2 MW without tracking | 4376 | 3817.402 | 3618.579 | 3419.7559 | 3287.2073 | 3154.6586 | 3032.385 | 2910.1114 | 0.91 | 3.9822 | 3.4738 | 3.2929 | 3.112 | 2.9914 | 2.8707 | 2.7595 | 2.6482 | 0 | 0 | 0 | 0 | 0 | 0 | 0 | 0
Production of electricity by petroleum and other oil derivatives | i40.11.f | CY | https://setis.ec.europa.eu/system/files/ETRI_2014.pdf | p.44, 2013 CAPEX ref value |  |  | 2442.8571 | 2300 | 2300 | 2300 | 2300 | 2300 | 2250 | 2200 |  | 2.4429 | 2.3 | 2.3 | 2.3 | 2.3 | 2.3 | 2.25 | 2.2 | 316.2995 | 90.8057 | 61.1346 | 61.1761 | 61.2079 | 46.6669 | 15.2709 | 11.5791
Production of electricity by biomass and waste | i40.11.g | CY | https://setis.ec.europa.eu/system/files/ETRI_2014.pdf | p.70, 2013 CAPEX ref value |  |  | 2812.8571 | 2620 | 2495 | 2370 | 2260 | 2150 | 2050 | 1950 |  | 2.8129 | 2.62 | 2.495 | 2.37 | 2.26 | 2.15 | 2.05 | 1.95 | 1.1701 | 1.1518 | 1.0481 | 0.99921 | 0.94979 | 0.91613 | 0.86572 | 0.90576
Production of electricity by solar photovoltaic utility | i40.11.h.1 | CY | https://www.irena.org/publications/2020/Jun/Renewable-Power-Costs-in-2019 | Fig. 3.4, 2011-2019 (ex. 2015-2016) weighted average for Italy | https://setis.ec.europa.eu/system/files/ETRI_2014.pdf | p.20, 2020-2050 CAPEX ref value, EU average, utility/commercial >2 MW without tracking | 2018.1247 | 1738.6921 | 1564.8229 | 1390.9536 | 1325.7527 | 1260.5517 | 1195.3508 | 1130.1498 | 0.91 | 1.8365 | 1.5822 | 1.424 | 1.2658 | 1.2064 | 1.1471 | 1.0878 | 1.0284 | 17.8906 | 47.9538 | 19.1506 | 35.8961 | 14.2974 | 20.9731 | 45.6391 | 32.1915
Production of electricity by solar photovoltaic residential | i40.11.h.2 | CY | https://www.irena.org/publications/2020/Jun/Renewable-Power-Costs-in-2019 | Tab. 3.1, 2011-2019 weighted average for Italy | https://setis.ec.europa.eu/system/files/ETRI_2014.pdf | p.21, 2020-2050 CAPEX ref value, EU average, residential <100 kW | 2742.6667 | 2413.5467 | 2292.8693 | 2172.192 | 2106.368 | 2040.544 | 1985.6907 | 1930.8373 | 0.91 | 2.4958 | 2.1963 | 2.0865 | 1.9767 | 1.9168 | 1.8569 | 1.807 | 1.7571 | 19.1037 | 52.3027 | 22.0478 | 44.0453 | 17.8483 | 26.6757 | 59.5691 | 43.2135
Production of electricity by solar thermal | i40.11.i | CY | https://setis.ec.europa.eu/system/files/ETRI_2014.pdf | p.22, 2013 CAPEX ref value |  |  | 5285.7143 | 4500 | 4150 | 3800 | 3650 | 3500 | 3450 | 3400 | 0.91 | 4.81 | 4.095 | 3.7765 | 3.458 | 3.3215 | 3.185 | 3.1395 | 3.094 | 0 | 0 | 0 | 0 | 0 | 0 | 0 | 0
Production of electricity by tide, wave, ocean | i40.11.j | CY | https://setis.ec.europa.eu/system/files/ETRI_2014.pdf | p.34, 2013 CAPEX ref value |  |  | 8140 | 5790 | 5135 | 4480 | 3565 | 2650 | 2475 | 2300 |  | 8.14 | 5.79 | 5.135 | 4.48 | 3.565 | 2.65 | 2.475 | 2.3 | 0 | 0 | 0 | 0 | 0 | 0 | 0 | 0
Production of electricity by Geothermal | i40.11.k | CY | https://setis.ec.europa.eu/system/files/ETRI_2014.pdf | p.29, 2013 CAPEX ref value |  |  | 5370 | 4970 | 4720 | 4470 | 4245 | 4020 | 3815 | 3610 | 0.91 | 4.8867 | 4.5227 | 4.2952 | 4.0677 | 3.863 | 3.6582 | 3.4716 | 3.2851 | 0 | 0 | 0 | 0 | 0 | 0 | 0 | 0
Production of electricity by coal | i40.11.a | CZ | https://setis.ec.europa.eu/system/files/ETRI_2014.pdf | p.42, Tab. 23+24, 2013 CAPEX ref value, share from ENTSO-E Transparency Platform Installed Capacity 2015 |  |  | 1961.7021 | 1961.7021 | 1961.7021 | 1961.7021 | 1961.7021 | 1961.7021 | 1961.7021 | 1961.7021 |  | 1.9617 | 1.9617 | 1.9617 | 1.9617 | 1.9617 | 1.9617 | 1.9617 | 1.9617 | 473.5746 | 465.2488 | 461.6844 | 431.4408 | 263.0504 | 112.9675 | 92.2345 | 629.3685
Production of electricity by gas | i40.11.b | CZ | https://setis.ec.europa.eu/system/files/ETRI_2014.pdf | p.40, 2013 CAPEX ref value |  |  | 850 | 850 | 850 | 850 | 850 | 850 | 850 | 850 |  | 0.85 | 0.85 | 0.85 | 0.85 | 0.85 | 0.85 | 0.85 | 0.85 | 485.0803 | 26.4269 | 122.8308 | 112.3659 | 85.961 | 211.6956 | 160.9291 | 89.3339
Production of electricity by nuclear | i40.11.c | CZ | https://setis.ec.europa.eu/system/files/ETRI_2014.pdf | p.58, 2013 CAPEX ref value |  |  | 4457.1429 | 4350 | 4225 | 4100 | 3950 | 3800 | 3775 | 3750 |  | 4.4571 | 4.35 | 4.225 | 4.1 | 3.95 | 3.8 | 3.775 | 3.75 | 297.5945 | 290.4408 | 282.0948 | 273.7488 | 1290.7336 | 1317.7184 | 984.0972 | 427.98
Production of electricity by hydro | i40.11.d | CZ | https://www.irena.org/publications/2020/Jun/Renewable-Power-Costs-in-2019 | Fig. 5.5, 2015-2019 weighted average for Europe | https://setis.ec.europa.eu/system/files/ETRI_2014.pdf | p.24-26, 2020-2050 CAPEX ref value, EU average, utility/commercial >2 MW without tracking | 1842.6929 | 1842.6929 | 1842.6929 | 1842.6929 | 1842.6929 | 1842.6929 | 1842.6929 | 1842.6929 | 0.91 | 1.6769 | 1.6769 | 1.6769 | 1.6769 | 1.6769 | 1.6769 | 1.6769 | 1.6769 | 43.5981 | 30.1833 | 33.6418 | 37.3718 | 43.0148 | 49.4671 | 73.2231 | 70.0335
Production of electricity by wind onshore | i40.11.e.1 | CZ | https://www.irena.org/publications/2020/Jun/Renewable-Power-Costs-in-2019 | Fig. 2.5, 2011-2019 weighted average for Germany | https://setis.ec.europa.eu/system/files/ETRI_2014.pdf | p.14, 2020-2050 CAPEX ref value, EU average, utility/commercial >2 MW without tracking | 1988.1111 | 1936.8711 | 1901.0032 | 1865.1352 | 1793.3992 | 1721.6632 | 1649.9273 | 1578.1913 | 0.91 | 1.8092 | 1.7626 | 1.7299 | 1.6973 | 1.632 | 1.5667 | 1.5014 | 1.4362 | 30.8918 | 77.3814 | 48.5137 | 45.2175 | 42.2318 | 44.3661 | 120.0814 | 62.2244
Production of electricity by wind offshore | i40.11.e.2 | CZ | https://www.irena.org/publications/2020/Jun/Renewable-Power-Costs-in-2019 | Tab. 4.1, (2010+2019)/2 weighted average for Europe | https://setis.ec.europa.eu/system/files/ETRI_2014.pdf | p.16, 2020-2050 CAPEX ref value, EU average, utility/commercial >2 MW without tracking | 4376 | 3817.402 | 3618.579 | 3419.7559 | 3287.2073 | 3154.6586 | 3032.385 | 2910.1114 | 0.91 | 3.9822 | 3.4738 | 3.2929 | 3.112 | 2.9914 | 2.8707 | 2.7595 | 2.6482 | 0 | 0 | 0 | 0 | 0 | 0 | 0 | 0
Production of electricity by petroleum and other oil derivatives | i40.11.f | CZ | https://setis.ec.europa.eu/system/files/ETRI_2014.pdf | p.44, 2013 CAPEX ref value |  |  | 2442.8571 | 2300 | 2300 | 2300 | 2300 | 2300 | 2250 | 2200 |  | 2.4429 | 2.3 | 2.3 | 2.3 | 2.3 | 2.3 | 2.25 | 2.2 | 9.3478 | 4.7216 | 4.1861 | 4.1861 | 1.8139 | 1.564 | 1.53 | 1.496
Production of electricity by biomass and waste | i40.11.g | CZ | https://setis.ec.europa.eu/system/files/ETRI_2014.pdf | p.70, 2013 CAPEX ref value |  |  | 2812.8571 | 2620 | 2495 | 2370 | 2260 | 2150 | 2050 | 1950 |  | 2.8129 | 2.62 | 2.495 | 2.37 | 2.26 | 2.15 | 2.05 | 1.95 | 95.2392 | 72.0924 | 29.065 | 30.9215 | 27.5339 | 139.7261 | 107.4116 | 51.4711
Production of electricity by solar photovoltaic utility | i40.11.h.1 | CZ | https://www.irena.org/publications/2020/Jun/Renewable-Power-Costs-in-2019 | Fig. 3.4, 2011-2019 weighted average for Germany | https://setis.ec.europa.eu/system/files/ETRI_2014.pdf | p.20, 2020-2050 CAPEX ref value, EU average, utility/commercial >2 MW without tracking | 1608.2726 | 1385.5887 | 1247.0298 | 1108.4709 | 1056.5114 | 1004.5518 | 952.5922 | 900.6326 | 0.91 | 1.4635 | 1.2609 | 1.1348 | 1.0087 | 0.96143 | 0.91414 | 0.86686 | 0.81958 | 92.043 | 85.1665 | 74.2951 | 65.1083 | 62.0634 | 60.4385 | 58.1464 | 129.9978
Production of electricity by solar photovoltaic residential | i40.11.h.2 | CZ | https://www.irena.org/publications/2020/Jun/Renewable-Power-Costs-in-2019 | Tab. 3.1, 2011-2019 weighted average for Germany | https://setis.ec.europa.eu/system/files/ETRI_2014.pdf | p.21, 2020-2050 CAPEX ref value, EU average, residential <100 kW | 2164.4444 | 1904.7111 | 1809.4756 | 1714.24 | 1662.2933 | 1610.3467 | 1567.0578 | 1523.7689 | 0.91 | 1.9696 | 1.7333 | 1.6466 | 1.56 | 1.5127 | 1.4654 | 1.426 | 1.3866 | 69.4277 | 65.6173 | 60.4215 | 56.4338 | 54.7299 | 54.302 | 53.6113 | 123.2715
Production of electricity by solar thermal | i40.11.i | CZ | https://setis.ec.europa.eu/system/files/ETRI_2014.pdf | p.22, 2013 CAPEX ref value |  |  | 5285.7143 | 4500 | 4150 | 3800 | 3650 | 3500 | 3450 | 3400 | 0.91 | 4.81 | 4.095 | 3.7765 | 3.458 | 3.3215 | 3.185 | 3.1395 | 3.094 | 0 | 0 | 0 | 0 | 0 | 0 | 0 | 0
Production of electricity by tide, wave, ocean | i40.11.j | CZ | https://setis.ec.europa.eu/system/files/ETRI_2014.pdf | p.34, 2013 CAPEX ref value |  |  | 8140 | 5790 | 5135 | 4480 | 3565 | 2650 | 2475 | 2300 |  | 8.14 | 5.79 | 5.135 | 4.48 | 3.565 | 2.65 | 2.475 | 2.3 | 0 | 0 | 0 | 0 | 0 | 0 | 0 | 0
Production of electricity by Geothermal | i40.11.k | CZ | https://setis.ec.europa.eu/system/files/ETRI_2014.pdf | p.29, 2013 CAPEX ref value |  |  | 5370 | 4970 | 4720 | 4470 | 4245 | 4020 | 3815 | 3610 | 0.91 | 4.8867 | 4.5227 | 4.2952 | 4.0677 | 3.863 | 3.6582 | 3.4716 | 3.2851 | 0 | 0.38729 | 0.052544 | 0.049761 | 0.047256 | 0.044751 | 0.042469 | 0.040187
Production of electricity by coal | i40.11.a | DE | https://setis.ec.europa.eu/system/files/ETRI_2014.pdf | p.42, Tab. 23+24, 2013 CAPEX ref value, share from ENTSO-E Transparency Platform Installed Capacity 2015 |  |  | 1778.754 | 1778.754 | 1778.754 | 1778.754 | 1778.754 | 1778.754 | 1778.754 | 1778.754 |  | 1.7788 | 1.7788 | 1.7788 | 1.7788 | 1.7788 | 1.7788 | 1.7788 | 1.7788 | 2348.8188 | 2186.5326 | 1957.3378 | 1635.337 | 1144.3391 | 1001.5899 | 868.0125 | 2684.1162
Production of electricity by gas | i40.11.b | DE | https://setis.ec.europa.eu/system/files/ETRI_2014.pdf | p.40, 2013 CAPEX ref value |  |  | 850 | 850 | 850 | 850 | 850 | 850 | 850 | 850 |  | 0.85 | 0.85 | 0.85 | 0.85 | 0.85 | 0.85 | 0.85 | 0.85 | 3496.2701 | 620.2516 | 855.6419 | 1427.3608 | 3165.8611 | 1689.2991 | 1443.1064 | 1173.7367
Production of electricity by nuclear | i40.11.c | DE | https://setis.ec.europa.eu/system/files/ETRI_2014.pdf | p.58, 2013 CAPEX ref value |  |  | 4457.1429 | 4350 | 4225 | 4100 | 3950 | 3800 | 3775 | 3750 |  | 4.4571 | 4.35 | 4.225 | 4.1 | 3.95 | 3.8 | 3.775 | 3.75 | 905.4062 | 500.772 | 0 | 0 | 0 | 0 | 0 | 0
Production of electricity by hydro | i40.11.d | DE | https://www.irena.org/publications/2020/Jun/Renewable-Power-Costs-in-2019 | Fig. 5.5, 2015-2019 weighted average for Europe | https://setis.ec.europa.eu/system/files/ETRI_2014.pdf | p.24-26, 2020-2050 CAPEX ref value, EU average, utility/commercial >2 MW without tracking | 1842.6929 | 1842.6929 | 1842.6929 | 1842.6929 | 1842.6929 | 1842.6929 | 1842.6929 | 1842.6929 | 0.91 | 1.6769 | 1.6769 | 1.6769 | 1.6769 | 1.6769 | 1.6769 | 1.6769 | 1.6769 | 191.4404 | 156.8069 | 194.94 | 217.1723 | 301.4719 | 290.8804 | 326.1186 | 273.9446
Production of electricity by wind onshore | i40.11.e.1 | DE | https://www.irena.org/publications/2020/Jun/Renewable-Power-Costs-in-2019 | Fig. 2.5, 2011-2019 weighted average for Germany | https://setis.ec.europa.eu/system/files/ETRI_2014.pdf | p.14, 2020-2050 CAPEX ref value, EU average, utility/commercial >2 MW without tracking | 1988.1111 | 1936.8711 | 1901.0032 | 1865.1352 | 1793.3992 | 1721.6632 | 1649.9273 | 1578.1913 | 0.91 | 1.8092 | 1.7626 | 1.7299 | 1.6973 | 1.632 | 1.5667 | 1.5014 | 1.4362 | 10418.7332 | 10102.9874 | 4284.3955 | 5864.6032 | 4064.5851 | 4664.9768 | 7812.6478 | 6017.9109
Production of electricity by wind offshore | i40.11.e.2 | DE | https://www.irena.org/publications/2020/Jun/Renewable-Power-Costs-in-2019 | Tab. 4.1, (2010+2019)/2 weighted average for Germany | https://setis.ec.europa.eu/system/files/ETRI_2014.pdf | p.16, 2020-2050 CAPEX ref value, EU average, utility/commercial >2 MW without tracking | 5252.5 | 4582.0164 | 4343.3698 | 4104.7231 | 3945.6253 | 3786.5275 | 3639.7628 | 3492.9982 | 0.91 | 4.7798 | 4.1696 | 3.9525 | 3.7353 | 3.5905 | 3.4457 | 3.3122 | 3.1786 | 11731.9501 | 1796.4577 | 666.4791 | 902.78 | 592.4152 | 698.2219 | 1238.0119 | 923.7914
Production of electricity by petroleum and other oil derivatives | i40.11.f | DE | https://setis.ec.europa.eu/system/files/ETRI_2014.pdf | p.44, 2013 CAPEX ref value |  |  | 2442.8571 | 2300 | 2300 | 2300 | 2300 | 2300 | 2250 | 2200 |  | 2.4429 | 2.3 | 2.3 | 2.3 | 2.3 | 2.3 | 2.25 | 2.2 | 2994.1319 | 109.9949 | 95.822 | 82.0189 | 69.7211 | 56.7018 | 53.5742 | 42.3749
Production of electricity by biomass and waste | i40.11.g | DE | https://setis.ec.europa.eu/system/files/ETRI_2014.pdf | p.70, 2013 CAPEX ref value |  |  | 2812.8571 | 2620 | 2495 | 2370 | 2260 | 2150 | 2050 | 1950 |  | 2.8129 | 2.62 | 2.495 | 2.37 | 2.26 | 2.15 | 2.05 | 1.95 | 1083.0086 | 2630.3331 | 708.0975 | 653.579 | 610.1152 | 844.8269 | 627.3794 | 513.6825
Production of electricity by solar photovoltaic utility | i40.11.h.1 | DE | https://www.irena.org/publications/2020/Jun/Renewable-Power-Costs-in-2019 | Fig. 3.4, 2011-2019 weighted average for Germany | https://setis.ec.europa.eu/system/files/ETRI_2014.pdf | p.20, 2020-2050 CAPEX ref value, EU average, utility/commercial >2 MW without tracking | 1608.2726 | 1385.5887 | 1247.0298 | 1108.4709 | 1056.5114 | 1004.5518 | 952.5922 | 900.6326 | 0.91 | 1.4635 | 1.2609 | 1.1348 | 1.0087 | 0.96143 | 0.91414 | 0.86686 | 0.81958 | 1497.1229 | 1590.8009 | 865.9446 | 1124.0448 | 657.283 | 742.0332 | 865.4538 | 1438.3708
Production of electricity by solar photovoltaic residential | i40.11.h.2 | DE | https://www.irena.org/publications/2020/Jun/Renewable-Power-Costs-in-2019 | Tab. 3.1, 2011-2019 weighted average for Germany | https://setis.ec.europa.eu/system/files/ETRI_2014.pdf | p.21, 2020-2050 CAPEX ref value, EU average, residential <100 kW | 2164.4444 | 1904.7111 | 1809.4756 | 1714.24 | 1662.2933 | 1610.3467 | 1567.0578 | 1523.7689 | 0.91 | 1.9696 | 1.7333 | 1.6466 | 1.56 | 1.5127 | 1.4654 | 1.426 | 1.3866 | 3725.21 | 5996.665 | 3445.6023 | 4766.8346 | 2835.8618 | 3261.8916 | 3904.1006 | 6673.3119
Production of electricity by solar thermal | i40.11.i | DE | https://setis.ec.europa.eu/system/files/ETRI_2014.pdf | p.22, 2013 CAPEX ref value |  |  | 5285.7143 | 4500 | 4150 | 3800 | 3650 | 3500 | 3450 | 3400 | 0.91 | 4.81 | 4.095 | 3.7765 | 3.458 | 3.3215 | 3.185 | 3.1395 | 3.094 | 0 | 0 | 0 | 0 | 0 | 0 | 0 | 0
Production of electricity by tide, wave, ocean | i40.11.j | DE | https://setis.ec.europa.eu/system/files/ETRI_2014.pdf | p.34, 2013 CAPEX ref value |  |  | 8140 | 5790 | 5135 | 4480 | 3565 | 2650 | 2475 | 2300 |  | 8.14 | 5.79 | 5.135 | 4.48 | 3.565 | 2.65 | 2.475 | 2.3 | 0 | 0 | 0 | 0 | 0 | 0 | 0 | 0
Production of electricity by Geothermal | i40.11.k | DE | https://setis.ec.europa.eu/system/files/ETRI_2014.pdf | p.29, 2013 CAPEX ref value |  |  | 5370 | 4970 | 4720 | 4470 | 4245 | 4020 | 3815 | 3610 | 0.91 | 4.8867 | 4.5227 | 4.2952 | 4.0677 | 3.863 | 3.6582 | 3.4716 | 3.2851 | 3.9094 | 157.9682 | 24.377 | 23.0859 | 21.9238 | 20.7618 | 19.703 | 18.6443
Production of electricity by coal | i40.11.a | DK | https://setis.ec.europa.eu/system/files/ETRI_2014.pdf | p.42, Tab. 23+24, 2013 CAPEX ref value, share from ENTSO-E Transparency Platform Installed Capacity 2015 |  |  | 1600 | 1600 | 1600 | 1600 | 1600 | 1600 | 1600 | 1600 |  | 1.6 | 1.6 | 1.6 | 1.6 | 1.6 | 1.6 | 1.6 | 1.6 | 169.0116 | 94.6356 | 83.5956 | 58.866 | 48.872 | 16.192 | 1.3791 | 1.3791
Production of electricity by gas | i40.11.b | DK | https://setis.ec.europa.eu/system/files/ETRI_2014.pdf | p.40, 2013 CAPEX ref value |  |  | 850 | 850 | 850 | 850 | 850 | 850 | 850 | 850 |  | 0.85 | 0.85 | 0.85 | 0.85 | 0.85 | 0.85 | 0.85 | 0.85 | 64.4256 | 32.1506 | 29.4461 | 28.2989 | 37.9865 | 351.8559 | 392.6238 | 126.5801
Production of electricity by nuclear | i40.11.c | DK | https://setis.ec.europa.eu/system/files/ETRI_2014.pdf | p.58, 2013 CAPEX ref value |  |  | 4457.1429 | 4350 | 4225 | 4100 | 3950 | 3800 | 3775 | 3750 |  | 4.4571 | 4.35 | 4.225 | 4.1 | 3.95 | 3.8 | 3.775 | 3.75 | 0 | 0 | 0 | 0 | 0 | 0 | 0 | 0
Production of electricity by hydro | i40.11.d | DK | https://www.irena.org/publications/2020/Jun/Renewable-Power-Costs-in-2019 | Fig. 5.5, 2015-2019 weighted average for Europe | https://setis.ec.europa.eu/system/files/ETRI_2014.pdf | p.24-26, 2020-2050 CAPEX ref value, EU average, utility/commercial >2 MW without tracking | 1842.6929 | 1842.6929 | 1842.6929 | 1842.6929 | 1842.6929 | 1842.6929 | 1842.6929 | 1842.6929 | 0.91 | 1.6769 | 1.6769 | 1.6769 | 1.6769 | 1.6769 | 1.6769 | 1.6769 | 1.6769 | 0.25153 | 0.25153 | 0.25153 | 0.61485 | 0.27948 | 0.27948 | 0.27948 | 0.27948
Production of electricity by wind onshore | i40.11.e.1 | DK | https://www.irena.org/publications/2020/Jun/Renewable-Power-Costs-in-2019 | Fig. 2.5, 2011-2019 weighted average for Denmark | https://setis.ec.europa.eu/system/files/ETRI_2014.pdf | p.14, 2020-2050 CAPEX ref value, EU average, utility/commercial >2 MW without tracking | 1801.3333 | 1754.9072 | 1722.4089 | 1689.9107 | 1624.9141 | 1559.9175 | 1494.921 | 1429.9244 | 0.91 | 1.6392 | 1.597 | 1.5674 | 1.5378 | 1.4787 | 1.4195 | 1.3604 | 1.3012 | 623.503 | 439.9728 | 263.3913 | 505.7951 | 233.5734 | 479.1946 | 216.5401 | 584.7035
Production of electricity by wind offshore | i40.11.e.2 | DK | https://www.irena.org/publications/2020/Jun/Renewable-Power-Costs-in-2019 | Tab. 4.1, (2010+2019)/2 weighted average for Denmark | https://setis.ec.europa.eu/system/files/ETRI_2014.pdf | p.16, 2020-2050 CAPEX ref value, EU average, utility/commercial >2 MW without tracking | 3096.5 | 2701.2306 | 2560.5415 | 2419.8524 | 2326.0597 | 2232.267 | 2145.745 | 2059.223 | 0.91 | 2.8178 | 2.4581 | 2.3301 | 2.2021 | 2.1167 | 2.0314 | 1.9526 | 1.8739 | 178.6165 | 207.2946 | 111.7469 | 219.0285 | 93.0542 | 207.7677 | 86.5008 | 259.5623
Production of electricity by petroleum and other oil derivatives | i40.11.f | DK | https://setis.ec.europa.eu/system/files/ETRI_2014.pdf | p.44, 2013 CAPEX ref value |  |  | 2442.8571 | 2300 | 2300 | 2300 | 2300 | 2300 | 2250 | 2200 |  | 2.4429 | 2.3 | 2.3 | 2.3 | 2.3 | 2.3 | 2.25 | 2.2 | 1589.2224 | 32.3457 | 14.649 | 14.2813 | 14.2737 | 14.1287 | 13.7476 | 3.619
Production of electricity by biomass and waste | i40.11.g | DK | https://setis.ec.europa.eu/system/files/ETRI_2014.pdf | p.70, 2013 CAPEX ref value |  |  | 2812.8571 | 2620 | 2495 | 2370 | 2260 | 2150 | 2050 | 1950 |  | 2.8129 | 2.62 | 2.495 | 2.37 | 2.26 | 2.15 | 2.05 | 1.95 | 200.42 | 1069.9447 | 310.6567 | 272.0904 | 250.1018 | 228.9761 | 214.5268 | 203.1281
Production of electricity by solar photovoltaic utility | i40.11.h.1 | DK | https://www.irena.org/publications/2020/Jun/Renewable-Power-Costs-in-2019 | Fig. 3.4, 2011-2019 weighted average for Germany | https://setis.ec.europa.eu/system/files/ETRI_2014.pdf | p.20, 2020-2050 CAPEX ref value, EU average, utility/commercial >2 MW without tracking | 1608.2726 | 1385.5887 | 1247.0298 | 1108.4709 | 1056.5114 | 1004.5518 | 952.5922 | 900.6326 | 0.91 | 1.4635 | 1.2609 | 1.1348 | 1.0087 | 0.96143 | 0.91414 | 0.86686 | 0.81958 | 1.9777 | 0.27485 | 0.24634 | 0.21897 | 0.20871 | 0.19844 | 0.19087 | 0.18344
Production of electricity by solar photovoltaic residential | i40.11.h.2 | DK | https://www.irena.org/publications/2020/Jun/Renewable-Power-Costs-in-2019 | Tab. 3.1, 2011-2019 weighted average for Germany | https://setis.ec.europa.eu/system/files/ETRI_2014.pdf | p.21, 2020-2050 CAPEX ref value, EU average, residential <100 kW | 2164.4444 | 1904.7111 | 1809.4756 | 1714.24 | 1662.2933 | 1610.3467 | 1567.0578 | 1523.7689 | 0.91 | 1.9696 | 1.7333 | 1.6466 | 1.56 | 1.5127 | 1.4654 | 1.426 | 1.3866 | 408.1825 | 57.9412 | 54.8172 | 51.9321 | 50.3584 | 48.7847 | 48.1533 | 47.5946
Production of electricity by solar thermal | i40.11.i | DK | https://setis.ec.europa.eu/system/files/ETRI_2014.pdf | p.22, 2013 CAPEX ref value |  |  | 5285.7143 | 4500 | 4150 | 3800 | 3650 | 3500 | 3450 | 3400 | 0.91 | 4.81 | 4.095 | 3.7765 | 3.458 | 3.3215 | 3.185 | 3.1395 | 3.094 | 0 | 0 | 0 | 0 | 0 | 0 | 0 | 0
Production of electricity by tide, wave, ocean | i40.11.j | DK | https://setis.ec.europa.eu/system/files/ETRI_2014.pdf | p.34, 2013 CAPEX ref value |  |  | 8140 | 5790 | 5135 | 4480 | 3565 | 2650 | 2475 | 2300 |  | 8.14 | 5.79 | 5.135 | 4.48 | 3.565 | 2.65 | 2.475 | 2.3 | 0 | 0 | 0 | 0 | 0 | 0 | 0 | 0
Production of electricity by Geothermal | i40.11.k | DK | https://setis.ec.europa.eu/system/files/ETRI_2014.pdf | p.29, 2013 CAPEX ref value |  |  | 5370 | 4970 | 4720 | 4470 | 4245 | 4020 | 3815 | 3610 | 0.91 | 4.8867 | 4.5227 | 4.2952 | 4.0677 | 3.863 | 3.6582 | 3.4716 | 3.2851 | 0 | 0 | 0 | 0 | 0 | 0 | 0 | 0
Production of electricity by coal | i40.11.a | EE | https://setis.ec.europa.eu/system/files/ETRI_2014.pdf | p.42, Tab. 23+24, 2013 CAPEX ref value, share from ENTSO-E Transparency Platform Installed Capacity 2015 |  |  | 1600 | 1600 | 1600 | 1600 | 1600 | 1600 | 1600 | 1600 |  | 1.6 | 1.6 | 1.6 | 1.6 | 1.6 | 1.6 | 1.6 | 1.6 | 74.856 | 56.3219 | 56.3219 | 56.3219 | 25.2564 | 25.2564 | 18.7044 | 18.7044
Production of electricity by gas | i40.11.b | EE | https://setis.ec.europa.eu/system/files/ETRI_2014.pdf | p.40, 2013 CAPEX ref value |  |  | 850 | 850 | 850 | 850 | 850 | 850 | 850 | 850 |  | 0.85 | 0.85 | 0.85 | 0.85 | 0.85 | 0.85 | 0.85 | 0.85 | 32.3659 | 12.4639 | 8.483 | 7.6956 | 107.9515 | 22.0351 | 21.0506 | 63.9591
Production of electricity by nuclear | i40.11.c | EE | https://setis.ec.europa.eu/system/files/ETRI_2014.pdf | p.58, 2013 CAPEX ref value |  |  | 4457.1429 | 4350 | 4225 | 4100 | 3950 | 3800 | 3775 | 3750 |  | 4.4571 | 4.35 | 4.225 | 4.1 | 3.95 | 3.8 | 3.775 | 3.75 | 0 | 0 | 0 | 0 | 0 | 0 | 0 | 0
Production of electricity by hydro | i40.11.d | EE | https://www.irena.org/publications/2020/Jun/Renewable-Power-Costs-in-2019 | Fig. 5.5, 2015-2019 weighted average for Europe | https://setis.ec.europa.eu/system/files/ETRI_2014.pdf | p.24-26, 2020-2050 CAPEX ref value, EU average, utility/commercial >2 MW without tracking | 1842.6929 | 1842.6929 | 1842.6929 | 1842.6929 | 1842.6929 | 1842.6929 | 1842.6929 | 1842.6929 | 0.91 | 1.6769 | 1.6769 | 1.6769 | 1.6769 | 1.6769 | 1.6769 | 1.6769 | 1.6769 | 1.9004 | 0.22358 | 0.22358 | 0.22358 | 4.5834 | 1.2856 | 0.97816 | 0.55895
Production of electricity by wind onshore | i40.11.e.1 | EE | https://www.irena.org/publications/2020/Jun/Renewable-Power-Costs-in-2019 | Fig. 2.5, 2011-2019 weighted average for Sweden | https://setis.ec.europa.eu/system/files/ETRI_2014.pdf | p.14, 2020-2050 CAPEX ref value, EU average, utility/commercial >2 MW without tracking | 1836.1111 | 1788.7887 | 1755.6629 | 1722.5372 | 1656.2858 | 1590.0344 | 1523.7829 | 1457.5315 | 0.91 | 1.6709 | 1.6278 | 1.5977 | 1.5675 | 1.5072 | 1.4469 | 1.3866 | 1.3264 | 67.06 | 34.9084 | 27.072 | 59.2702 | 125.0776 | 60.7865 | 87.4843 | 304.9216
Production of electricity by wind offshore | i40.11.e.2 | EE | https://www.irena.org/publications/2020/Jun/Renewable-Power-Costs-in-2019 | Tab. 4.1, (2010+2019)/2 weighted average for Europe | https://setis.ec.europa.eu/system/files/ETRI_2014.pdf | p.16, 2020-2050 CAPEX ref value, EU average, utility/commercial >2 MW without tracking | 4376 | 3817.402 | 3618.579 | 3419.7559 | 3287.2073 | 3154.6586 | 3032.385 | 2910.1114 | 0.91 | 3.9822 | 3.4738 | 3.2929 | 3.112 | 2.9914 | 2.8707 | 2.7595 | 2.6482 | 0 | 0 | 0 | 0 | 0 | 0 | 0 | 0
Production of electricity by petroleum and other oil derivatives | i40.11.f | EE | https://setis.ec.europa.eu/system/files/ETRI_2014.pdf | p.44, 2013 CAPEX ref value |  |  | 2442.8571 | 2300 | 2300 | 2300 | 2300 | 2300 | 2250 | 2200 |  | 2.4429 | 2.3 | 2.3 | 2.3 | 2.3 | 2.3 | 2.25 | 2.2 | 1819.9286 | 0 | 0 | 0 | 0 | 0 | 0 | 0
Production of electricity by biomass and waste | i40.11.g | EE | https://setis.ec.europa.eu/system/files/ETRI_2014.pdf | p.70, 2013 CAPEX ref value |  |  | 2812.8571 | 2620 | 2495 | 2370 | 2260 | 2150 | 2050 | 1950 |  | 2.8129 | 2.62 | 2.495 | 2.37 | 2.26 | 2.15 | 2.05 | 1.95 | 24.5956 | 17.882 | 14.7809 | 17.2722 | 16.3961 | 13.9408 | 117.3058 | 28.6078
Production of electricity by solar photovoltaic utility | i40.11.h.1 | EE | https://www.irena.org/publications/2020/Jun/Renewable-Power-Costs-in-2019 | Fig. 3.4, 2011-2019 weighted average for the United Kingdom | https://setis.ec.europa.eu/system/files/ETRI_2014.pdf | p.20, 2020-2050 CAPEX ref value, EU average, utility/commercial >2 MW without tracking | 2040.9771 | 1758.3803 | 1582.5423 | 1406.7042 | 1340.765 | 1274.8257 | 1208.8864 | 1142.9472 | 0.91 | 1.8573 | 1.6001 | 1.4401 | 1.2801 | 1.2201 | 1.1601 | 1.1001 | 1.0401 | 0 | 0 | 0 | 0 | 0 | 0 | 0 | 0
Production of electricity by solar photovoltaic residential | i40.11.h.2 | EE | https://www.irena.org/publications/2020/Jun/Renewable-Power-Costs-in-2019 | Tab. 3.1, 2011-2019 (ex. 2011-2012) weighted average for the United Kingdom | https://setis.ec.europa.eu/system/files/ETRI_2014.pdf | p.21, 2020-2050 CAPEX ref value, EU average, residential <100 kW | 2900.7143 | 2552.6286 | 2424.9971 | 2297.3657 | 2227.7486 | 2158.1314 | 2100.1171 | 2042.1029 | 0.91 | 2.6397 | 2.3229 | 2.2067 | 2.0906 | 2.0273 | 1.9639 | 1.9111 | 1.8583 | 0.10559 | 0.092916 | 0.08827 | 0.083624 | 0.08109 | 0.078556 | 0.076444 | 0.074333
Production of electricity by solar thermal | i40.11.i | EE | https://setis.ec.europa.eu/system/files/ETRI_2014.pdf | p.22, 2013 CAPEX ref value |  |  | 5285.7143 | 4500 | 4150 | 3800 | 3650 | 3500 | 3450 | 3400 | 0.91 | 4.81 | 4.095 | 3.7765 | 3.458 | 3.3215 | 3.185 | 3.1395 | 3.094 | 0 | 0 | 0 | 0 | 0 | 0 | 0 | 0
Production of electricity by tide, wave, ocean | i40.11.j | EE | https://setis.ec.europa.eu/system/files/ETRI_2014.pdf | p.34, 2013 CAPEX ref value |  |  | 8140 | 5790 | 5135 | 4480 | 3565 | 2650 | 2475 | 2300 |  | 8.14 | 5.79 | 5.135 | 4.48 | 3.565 | 2.65 | 2.475 | 2.3 | 0 | 0 | 0 | 0 | 0 | 0 | 0 | 0
Production of electricity by Geothermal | i40.11.k | EE | https://setis.ec.europa.eu/system/files/ETRI_2014.pdf | p.29, 2013 CAPEX ref value |  |  | 5370 | 4970 | 4720 | 4470 | 4245 | 4020 | 3815 | 3610 | 0.91 | 4.8867 | 4.5227 | 4.2952 | 4.0677 | 3.863 | 3.6582 | 3.4716 | 3.2851 | 0 | 0 | 0 | 0 | 0 | 0 | 0 | 0
Production of electricity by coal | i40.11.a | ES | https://setis.ec.europa.eu/system/files/ETRI_2014.pdf | p.42, Tab. 23+24, 2013 CAPEX ref value, share from ENTSO-E Transparency Platform Installed Capacity 2015 |  |  | 1645.1692 | 1645.1692 | 1645.1692 | 1645.1692 | 1645.1692 | 1645.1692 | 1645.1692 | 1645.1692 |  | 1.6452 | 1.6452 | 1.6452 | 1.6452 | 1.6452 | 1.6452 | 1.6452 | 1.6452 | 424.3026 | 383.8564 | 303.4488 | 163.1913 | 124.7281 | 32.4693 | 2.2508 | 17.7523
Production of electricity by gas | i40.11.b | ES | https://setis.ec.europa.eu/system/files/ETRI_2014.pdf | p.40, 2013 CAPEX ref value |  |  | 850 | 850 | 850 | 850 | 850 | 850 | 850 | 850 |  | 0.85 | 0.85 | 0.85 | 0.85 | 0.85 | 0.85 | 0.85 | 0.85 | 887.7622 | 857.7415 | 843.1885 | 795.909 | 440.9824 | 350.9445 | 779.2603 | 410.3172
Production of electricity by nuclear | i40.11.c | ES | https://setis.ec.europa.eu/system/files/ETRI_2014.pdf | p.58, 2013 CAPEX ref value |  |  | 4457.1429 | 4350 | 4225 | 4100 | 3950 | 3800 | 3775 | 3750 |  | 4.4571 | 4.35 | 4.225 | 4.1 | 3.95 | 3.8 | 3.775 | 3.75 | 549.6251 | 536.413 | 520.9988 | 505.5847 | 487.0877 | 201.4823 | 0 | 0
Production of electricity by hydro | i40.11.d | ES | https://www.irena.org/publications/2020/Jun/Renewable-Power-Costs-in-2019 | Fig. 5.5, 2015-2019 weighted average for Europe | https://setis.ec.europa.eu/system/files/ETRI_2014.pdf | p.24-26, 2020-2050 CAPEX ref value, EU average, utility/commercial >2 MW without tracking | 1842.6929 | 1842.6929 | 1842.6929 | 1842.6929 | 1842.6929 | 1842.6929 | 1842.6929 | 1842.6929 | 0.91 | 1.6769 | 1.6769 | 1.6769 | 1.6769 | 1.6769 | 1.6769 | 1.6769 | 1.6769 | 1856.6089 | 524.0107 | 469.3759 | 469.3759 | 469.3759 | 469.3759 | 601.1119 | 479.5094
Production of electricity by wind onshore | i40.11.e.1 | ES | https://www.irena.org/publications/2020/Jun/Renewable-Power-Costs-in-2019 | Fig. 2.5, 2011-2019 weighted average for Spain | https://setis.ec.europa.eu/system/files/ETRI_2014.pdf | p.14, 2020-2050 CAPEX ref value, EU average, utility/commercial >2 MW without tracking | 1920.1111 | 1870.6237 | 1835.9825 | 1801.3414 | 1732.059 | 1662.7766 | 1593.4943 | 1524.2119 | 0.91 | 1.7473 | 1.7023 | 1.6707 | 1.6392 | 1.5762 | 1.5131 | 1.4501 | 1.387 | 2043.058 | 2596.8864 | 2071.341 | 3330.6417 | 1897.5688 | 3076.8334 | 4720.8974 | 4206.8985
Production of electricity by wind offshore | i40.11.e.2 | ES | https://www.irena.org/publications/2020/Jun/Renewable-Power-Costs-in-2019 | Tab. 4.1, (2010+2019)/2 weighted average for Europe | https://setis.ec.europa.eu/system/files/ETRI_2014.pdf | p.16, 2020-2050 CAPEX ref value, EU average, utility/commercial >2 MW without tracking | 4376 | 3817.402 | 3618.579 | 3419.7559 | 3287.2073 | 3154.6586 | 3032.385 | 2910.1114 | 0.91 | 3.9822 | 3.4738 | 3.2929 | 3.112 | 2.9914 | 2.8707 | 2.7595 | 2.6482 | 0 | 0 | 0 | 0 | 0 | 0 | 0 | 0
Production of electricity by petroleum and other oil derivatives | i40.11.f | ES | https://setis.ec.europa.eu/system/files/ETRI_2014.pdf | p.44, 2013 CAPEX ref value |  |  | 2442.8571 | 2300 | 2300 | 2300 | 2300 | 2300 | 2250 | 2200 |  | 2.4429 | 2.3 | 2.3 | 2.3 | 2.3 | 2.3 | 2.25 | 2.2 | 523.1587 | 312.2934 | 224.9535 | 193.9602 | 141.0853 | 90.3027 | 59.7385 | 49.1766
Production of electricity by biomass and waste | i40.11.g | ES | https://setis.ec.europa.eu/system/files/ETRI_2014.pdf | p.70, 2013 CAPEX ref value |  |  | 2812.8571 | 2620 | 2495 | 2370 | 2260 | 2150 | 2050 | 1950 |  | 2.8129 | 2.62 | 2.495 | 2.37 | 2.26 | 2.15 | 2.05 | 1.95 | 136.464 | 485.7928 | 242.2756 | 205.5959 | 172.3248 | 160.7907 | 332.7879 | 167.9273
Production of electricity by solar photovoltaic utility | i40.11.h.1 | ES | https://www.irena.org/publications/2020/Jun/Renewable-Power-Costs-in-2019 | Fig. 3.4, 2011-2019 weighted average for Spain | https://setis.ec.europa.eu/system/files/ETRI_2014.pdf | p.20, 2020-2050 CAPEX ref value, EU average, utility/commercial >2 MW without tracking | 1393.1387 | 1200.2425 | 1080.2183 | 960.194 | 915.1849 | 870.1758 | 825.1667 | 780.1577 | 0.91 | 1.2678 | 1.0922 | 0.983 | 0.87378 | 0.83282 | 0.79186 | 0.7509 | 0.70994 | 59.0564 | 137.9135 | 308.6431 | 370.5429 | 363.0541 | 377.615 | 241.986 | 402.8381
Production of electricity by solar photovoltaic residential | i40.11.h.2 | ES | https://www.irena.org/publications/2020/Jun/Renewable-Power-Costs-in-2019 | Tab. 3.1, 2011-2019 (ex. 2011-2012) weighted average for Spain | https://setis.ec.europa.eu/system/files/ETRI_2014.pdf | p.21, 2020-2050 CAPEX ref value, EU average, residential <100 kW | 1866.2857 | 1642.3314 | 1560.2149 | 1478.0983 | 1433.3074 | 1388.5166 | 1351.1909 | 1313.8651 | 0.91 | 1.6983 | 1.4945 | 1.4198 | 1.3451 | 1.3043 | 1.2636 | 1.2296 | 1.1956 | 257.7084 | 614.7188 | 1452.1369 | 1858.0653 | 1852.1663 | 1962.7791 | 1290.7536 | 2209.9225
Production of electricity by solar thermal | i40.11.i | ES | https://setis.ec.europa.eu/system/files/ETRI_2014.pdf | p.22, 2013 CAPEX ref value |  |  | 5285.7143 | 4500 | 4150 | 3800 | 3650 | 3500 | 3450 | 3400 | 0.91 | 4.81 | 4.095 | 3.7765 | 3.458 | 3.3215 | 3.185 | 3.1395 | 3.094 | 375.6349 | 995.0172 | 2340.0257 | 2871.8416 | 2786.5835 | 2893.1999 | 1826.0683 | 3326.3107
Production of electricity by tide, wave, ocean | i40.11.j | ES | https://setis.ec.europa.eu/system/files/ETRI_2014.pdf | p.34, 2013 CAPEX ref value |  |  | 8140 | 5790 | 5135 | 4480 | 3565 | 2650 | 2475 | 2300 |  | 8.14 | 5.79 | 5.135 | 4.48 | 3.565 | 2.65 | 2.475 | 2.3 | 0 | 0 | 0 | 0 | 0 | 0 | 0 | 0
Production of electricity by Geothermal | i40.11.k | ES | https://setis.ec.europa.eu/system/files/ETRI_2014.pdf | p.29, 2013 CAPEX ref value |  |  | 5370 | 4970 | 4720 | 4470 | 4245 | 4020 | 3815 | 3610 | 0.91 | 4.8867 | 4.5227 | 4.2952 | 4.0677 | 3.863 | 3.6582 | 3.4716 | 3.2851 | 0 | 0 | 0 | 0 | 0 | 0 | 0 | 0
Production of electricity by coal | i40.11.a | FI | https://setis.ec.europa.eu/system/files/ETRI_2014.pdf | p.42, Tab. 23+24, 2013 CAPEX ref value, share from ENTSO-E Transparency Platform Installed Capacity 2015 |  |  | 1600 | 1600 | 1600 | 1600 | 1600 | 1600 | 1600 | 1600 |  | 1.6 | 1.6 | 1.6 | 1.6 | 1.6 | 1.6 | 1.6 | 1.6 | 173.595 | 132.1083 | 92.3087 | 73.7439 | 46.3964 | 16.9877 | 13.6257 | 13.0896
Production of electricity by gas | i40.11.b | FI | https://setis.ec.europa.eu/system/files/ETRI_2014.pdf | p.40, 2013 CAPEX ref value |  |  | 850 | 850 | 850 | 850 | 850 | 850 | 850 | 850 |  | 0.85 | 0.85 | 0.85 | 0.85 | 0.85 | 0.85 | 0.85 | 0.85 | 76.4351 | 129.9905 | 124.4957 | 102.0713 | 158.5179 | 91.0804 | 259.7145 | 115.1623
Production of electricity by nuclear | i40.11.c | FI | https://setis.ec.europa.eu/system/files/ETRI_2014.pdf | p.58, 2013 CAPEX ref value |  |  | 4457.1429 | 4350 | 4225 | 4100 | 3950 | 3800 | 3775 | 3750 |  | 4.4571 | 4.35 | 4.225 | 4.1 | 3.95 | 3.8 | 3.775 | 3.75 | 202.5326 | 1753.92 | 308.256 | 232.224 | 223.728 | 854.468 | 897.695 | 309.45
Production of electricity by hydro | i40.11.d | FI | https://www.irena.org/publications/2020/Jun/Renewable-Power-Costs-in-2019 | Fig. 5.5, 2015-2019 weighted average for Europe | https://setis.ec.europa.eu/system/files/ETRI_2014.pdf | p.24-26, 2020-2050 CAPEX ref value, EU average, utility/commercial >2 MW without tracking | 1842.6929 | 1842.6929 | 1842.6929 | 1842.6929 | 1842.6929 | 1842.6929 | 1842.6929 | 1842.6929 | 0.91 | 1.6769 | 1.6769 | 1.6769 | 1.6769 | 1.6769 | 1.6769 | 1.6769 | 1.6769 | 93.2329 | 91.556 | 125.0203 | 127.7973 | 136.656 | 107.3897 | 100.3764 | 159.9186
Production of electricity by wind onshore | i40.11.e.1 | FI | https://www.irena.org/publications/2020/Jun/Renewable-Power-Costs-in-2019 | Fig. 2.5, 2011-2019 weighted average for Sweden | https://setis.ec.europa.eu/system/files/ETRI_2014.pdf | p.14, 2020-2050 CAPEX ref value, EU average, utility/commercial >2 MW without tracking | 1836.1111 | 1788.7887 | 1755.6629 | 1722.5372 | 1656.2858 | 1590.0344 | 1523.7829 | 1457.5315 | 0.91 | 1.6709 | 1.6278 | 1.5977 | 1.5675 | 1.5072 | 1.4469 | 1.3866 | 1.3264 | 714.8127 | 607.7484 | 275.4796 | 265.9614 | 203.7926 | 194.6366 | 177.2776 | 180.7617
Production of electricity by wind offshore | i40.11.e.2 | FI | https://www.irena.org/publications/2020/Jun/Renewable-Power-Costs-in-2019 | Tab. 4.1, (2010+2019)/2 weighted average for Europe | https://setis.ec.europa.eu/system/files/ETRI_2014.pdf | p.16, 2020-2050 CAPEX ref value, EU average, utility/commercial >2 MW without tracking | 4376 | 3817.402 | 3618.579 | 3419.7559 | 3287.2073 | 3154.6586 | 3032.385 | 2910.1114 | 0.91 | 3.9822 | 3.4738 | 3.2929 | 3.112 | 2.9914 | 2.8707 | 2.7595 | 2.6482 | 0.85233 | 5.3832 | 2.2091 | 2.0101 | 1.4824 | 1.4089 | 1.2732 | 1.3136
Production of electricity by petroleum and other oil derivatives | i40.11.f | FI | https://setis.ec.europa.eu/system/files/ETRI_2014.pdf | p.44, 2013 CAPEX ref value |  |  | 2442.8571 | 2300 | 2300 | 2300 | 2300 | 2300 | 2250 | 2200 |  | 2.4429 | 2.3 | 2.3 | 2.3 | 2.3 | 2.3 | 2.25 | 2.2 | 6265.3646 | 42.2535 | 41.236 | 39.9139 | 27.1062 | 6.4551 | 3.5727 | 3.0753
Production of electricity by biomass and waste | i40.11.g | FI | https://setis.ec.europa.eu/system/files/ETRI_2014.pdf | p.70, 2013 CAPEX ref value |  |  | 2812.8571 | 2620 | 2495 | 2370 | 2260 | 2150 | 2050 | 1950 |  | 2.8129 | 2.62 | 2.495 | 2.37 | 2.26 | 2.15 | 2.05 | 1.95 | 322.2125 | 500.2851 | 286.7153 | 532.3291 | 338.31 | 379.7349 | 277.8573 | 244.4585
Production of electricity by solar photovoltaic utility | i40.11.h.1 | FI | https://www.irena.org/publications/2020/Jun/Renewable-Power-Costs-in-2019 | Fig. 3.4, 2011-2019 weighted average for the United Kingdom | https://setis.ec.europa.eu/system/files/ETRI_2014.pdf | p.20, 2020-2050 CAPEX ref value, EU average, utility/commercial >2 MW without tracking | 2040.9771 | 1758.3803 | 1582.5423 | 1406.7042 | 1340.765 | 1274.8257 | 1208.8864 | 1142.9472 | 0.91 | 1.8573 | 1.6001 | 1.4401 | 1.2801 | 1.2201 | 1.1601 | 1.1001 | 1.0401 | 0 | 0 | 0 | 0 | 0 | 0 | 0 | 0
Production of electricity by solar photovoltaic residential | i40.11.h.2 | FI | https://www.irena.org/publications/2020/Jun/Renewable-Power-Costs-in-2019 | Tab. 3.1, 2011-2019 (ex. 2011-2012) weighted average for the United Kingdom | https://setis.ec.europa.eu/system/files/ETRI_2014.pdf | p.21, 2020-2050 CAPEX ref value, EU average, residential <100 kW | 2900.7143 | 2552.6286 | 2424.9971 | 2297.3657 | 2227.7486 | 2158.1314 | 2100.1171 | 2042.1029 | 0.91 | 2.6397 | 2.3229 | 2.2067 | 2.0906 | 2.0273 | 1.9639 | 1.9111 | 1.8583 | 17.1049 | 0.83624 | 0.79443 | 5.7701 | 1.5407 | 6.2059 | 2.1404 | 1.8583
Production of electricity by solar thermal | i40.11.i | FI | https://setis.ec.europa.eu/system/files/ETRI_2014.pdf | p.22, 2013 CAPEX ref value |  |  | 5285.7143 | 4500 | 4150 | 3800 | 3650 | 3500 | 3450 | 3400 | 0.91 | 4.81 | 4.095 | 3.7765 | 3.458 | 3.3215 | 3.185 | 3.1395 | 3.094 | 0 | 0 | 0 | 0 | 0 | 0 | 0 | 0
Production of electricity by tide, wave, ocean | i40.11.j | FI | https://setis.ec.europa.eu/system/files/ETRI_2014.pdf | p.34, 2013 CAPEX ref value |  |  | 8140 | 5790 | 5135 | 4480 | 3565 | 2650 | 2475 | 2300 |  | 8.14 | 5.79 | 5.135 | 4.48 | 3.565 | 2.65 | 2.475 | 2.3 | 0 | 0 | 0 | 0 | 0 | 0 | 0 | 0
Production of electricity by Geothermal | i40.11.k | FI | https://setis.ec.europa.eu/system/files/ETRI_2014.pdf | p.29, 2013 CAPEX ref value |  |  | 5370 | 4970 | 4720 | 4470 | 4245 | 4020 | 3815 | 3610 | 0.91 | 4.8867 | 4.5227 | 4.2952 | 4.0677 | 3.863 | 3.6582 | 3.4716 | 3.2851 | 0 | 0 | 0 | 0 | 0 | 0 | 0 | 0
Production of electricity by coal | i40.11.a | FR | https://setis.ec.europa.eu/system/files/ETRI_2014.pdf | p.42, Tab. 23+24, 2013 CAPEX ref value, share from ENTSO-E Transparency Platform Installed Capacity 2015 |  |  | 1600 | 1600 | 1600 | 1600 | 1600 | 1600 | 1600 | 1600 |  | 1.6 | 1.6 | 1.6 | 1.6 | 1.6 | 1.6 | 1.6 | 1.6 | 215.3935 | 154.221 | 153.3413 | 151.1829 | 139.196 | 115.6624 | 115.6624 | 115.6624
Production of electricity by gas | i40.11.b | FR | https://setis.ec.europa.eu/system/files/ETRI_2014.pdf | p.40, 2013 CAPEX ref value |  |  | 850 | 850 | 850 | 850 | 850 | 850 | 850 | 850 |  | 0.85 | 0.85 | 0.85 | 0.85 | 0.85 | 0.85 | 0.85 | 0.85 | 273.3089 | 260.126 | 252.2319 | 236.4037 | 1212.9204 | 2344.5784 | 1463.649 | 2292.5122
Production of electricity by nuclear | i40.11.c | FR | https://setis.ec.europa.eu/system/files/ETRI_2014.pdf | p.58, 2013 CAPEX ref value |  |  | 4457.1429 | 4350 | 4225 | 4100 | 3950 | 3800 | 3775 | 3750 |  | 4.4571 | 4.35 | 4.225 | 4.1 | 3.95 | 3.8 | 3.775 | 3.75 | 4698.3278 | 4446.1872 | 4189.3072 | 4065.3632 | 3708.4022 | 2688.6368 | 2461.2094 | 2017.275
Production of electricity by hydro | i40.11.d | FR | https://www.irena.org/publications/2020/Jun/Renewable-Power-Costs-in-2019 | Fig. 5.5, 2015-2019 weighted average for Europe | https://setis.ec.europa.eu/system/files/ETRI_2014.pdf | p.24-26, 2020-2050 CAPEX ref value, EU average, utility/commercial >2 MW without tracking | 1842.6929 | 1842.6929 | 1842.6929 | 1842.6929 | 1842.6929 | 1842.6929 | 1842.6929 | 1842.6929 | 0.91 | 1.6769 | 1.6769 | 1.6769 | 1.6769 | 1.6769 | 1.6769 | 1.6769 | 1.6769 | 660.5394 | 660.5474 | 660.54 | 660.54 | 773.9033 | 972.0329 | 1012.8888 | 1043.1487
Production of electricity by wind onshore | i40.11.e.1 | FR | https://www.irena.org/publications/2020/Jun/Renewable-Power-Costs-in-2019 | Fig. 2.5, 2011-2019 weighted average for France | https://setis.ec.europa.eu/system/files/ETRI_2014.pdf | p.14, 2020-2050 CAPEX ref value, EU average, utility/commercial >2 MW without tracking | 1913.6667 | 1864.3454 | 1829.8204 | 1795.2955 | 1726.2457 | 1657.1959 | 1588.146 | 1519.0962 | 0.91 | 1.7414 | 1.6966 | 1.6651 | 1.6337 | 1.5709 | 1.508 | 1.4452 | 1.3824 | 2811.8368 | 5700.7498 | 2779.6933 | 3854.2872 | 1933.5348 | 4066.9305 | 4199.7849 | 7255.0739
Production of electricity by wind offshore | i40.11.e.2 | FR | https://www.irena.org/publications/2020/Jun/Renewable-Power-Costs-in-2019 | Tab. 4.1, (2010+2019)/2 weighted average for Europe | https://setis.ec.europa.eu/system/files/ETRI_2014.pdf | p.16, 2020-2050 CAPEX ref value, EU average, utility/commercial >2 MW without tracking | 4376 | 3817.402 | 3618.579 | 3419.7559 | 3287.2073 | 3154.6586 | 3032.385 | 2910.1114 | 0.91 | 3.9822 | 3.4738 | 3.2929 | 3.112 | 2.9914 | 2.8707 | 2.7595 | 2.6482 | 0 | 0 | 0 | 0 | 0 | 0 | 0 | 0
Production of electricity by petroleum and other oil derivatives | i40.11.f | FR | https://setis.ec.europa.eu/system/files/ETRI_2014.pdf | p.44, 2013 CAPEX ref value |  |  | 2442.8571 | 2300 | 2300 | 2300 | 2300 | 2300 | 2250 | 2200 |  | 2.4429 | 2.3 | 2.3 | 2.3 | 2.3 | 2.3 | 2.25 | 2.2 | 6239.7762 | 329.1191 | 121.5231 | 110.3108 | 52.5195 | 46.5437 | 44.5982 | 39.2871
Production of electricity by biomass and waste | i40.11.g | FR | https://setis.ec.europa.eu/system/files/ETRI_2014.pdf | p.70, 2013 CAPEX ref value |  |  | 2812.8571 | 2620 | 2495 | 2370 | 2260 | 2150 | 2050 | 1950 |  | 2.8129 | 2.62 | 2.495 | 2.37 | 2.26 | 2.15 | 2.05 | 1.95 | 220.0744 | 1165.3802 | 529.7364 | 389.2993 | 326.1232 | 322.1597 | 331.8966 | 298.31
Production of electricity by solar photovoltaic utility | i40.11.h.1 | FR | https://www.irena.org/publications/2020/Jun/Renewable-Power-Costs-in-2019 | Fig. 3.4, 2011-2019 weighted average for France | https://setis.ec.europa.eu/system/files/ETRI_2014.pdf | p.20, 2020-2050 CAPEX ref value, EU average, utility/commercial >2 MW without tracking | 2503.4421 | 2156.8117 | 1941.1305 | 1725.4493 | 1644.5689 | 1563.6885 | 1482.808 | 1401.9276 | 0.91 | 2.2781 | 1.9627 | 1.7664 | 1.5702 | 1.4966 | 1.423 | 1.3494 | 1.2758 | 2103.3707 | 3478.6366 | 1503.1898 | 889.4563 | 786.2515 | 1698.6119 | 1357.4746 | 2308.1234
Production of electricity by solar photovoltaic residential | i40.11.h.2 | FR | https://www.irena.org/publications/2020/Jun/Renewable-Power-Costs-in-2019 | Tab. 3.1, 2011-2019 weighted average for France | https://setis.ec.europa.eu/system/files/ETRI_2014.pdf | p.21, 2020-2050 CAPEX ref value, EU average, residential <100 kW | 4069.1111 | 3580.8178 | 3401.7769 | 3222.736 | 3125.0773 | 3027.4187 | 2946.0364 | 2864.6542 | 0.91 | 3.7029 | 3.2585 | 3.0956 | 2.9327 | 2.8438 | 2.755 | 2.6809 | 2.6068 | 1569.3574 | 6308.7368 | 2877.5857 | 1814.7236 | 1632.0502 | 3592.3593 | 2946.1052 | 5151.9187
Production of electricity by solar thermal | i40.11.i | FR | https://setis.ec.europa.eu/system/files/ETRI_2014.pdf | p.22, 2013 CAPEX ref value |  |  | 5285.7143 | 4500 | 4150 | 3800 | 3650 | 3500 | 3450 | 3400 | 0.91 | 4.81 | 4.095 | 3.7765 | 3.458 | 3.3215 | 3.185 | 3.1395 | 3.094 | 0 | 0 | 0 | 0 | 0 | 0 | 0 | 0
Production of electricity by tide, wave, ocean | i40.11.j | FR | https://setis.ec.europa.eu/system/files/ETRI_2014.pdf | p.34, 2013 CAPEX ref value |  |  | 8140 | 5790 | 5135 | 4480 | 3565 | 2650 | 2475 | 2300 |  | 8.14 | 5.79 | 5.135 | 4.48 | 3.565 | 2.65 | 2.475 | 2.3 | 91.6515 | 260.8136 | 315.7182 | 478.7585 | 588.4582 | 627.8664 | 562.5703 | 352.5822
Production of electricity by Geothermal | i40.11.k | FR | https://setis.ec.europa.eu/system/files/ETRI_2014.pdf | p.29, 2013 CAPEX ref value |  |  | 5370 | 4970 | 4720 | 4470 | 4245 | 4020 | 3815 | 3610 | 0.91 | 4.8867 | 4.5227 | 4.2952 | 4.0677 | 3.863 | 3.6582 | 3.4716 | 3.2851 | 2.7385 | 13.1821 | 16.861 | 28.127 | 41.1441 | 55.5005 | 47.9946 | 26.8252
Production of electricity by coal | i40.11.a | GR | https://setis.ec.europa.eu/system/files/ETRI_2014.pdf | p.42, Tab. 23+24, 2013 CAPEX ref value, share from ENTSO-E Transparency Platform Installed Capacity 2015 |  |  | 2000 | 2000 | 2000 | 2000 | 2000 | 2000 | 2000 | 2000 |  | 2 | 2 | 2 | 2 | 2 | 2 | 2 | 2 | 202.165 | 151.5022 | 182.9358 | 142.2456 | 141.681 | 141.681 | 70.231 | 41.631
Production of electricity by gas | i40.11.b | GR | https://setis.ec.europa.eu/system/files/ETRI_2014.pdf | p.40, 2013 CAPEX ref value |  |  | 850 | 850 | 850 | 850 | 850 | 850 | 850 | 850 |  | 0.85 | 0.85 | 0.85 | 0.85 | 0.85 | 0.85 | 0.85 | 0.85 | 266.6696 | 191.8266 | 149.3849 | 134.2348 | 125.1723 | 108.4318 | 225.2967 | 220.5372
Production of electricity by nuclear | i40.11.c | GR | https://setis.ec.europa.eu/system/files/ETRI_2014.pdf | p.58, 2013 CAPEX ref value |  |  | 4457.1429 | 4350 | 4225 | 4100 | 3950 | 3800 | 3775 | 3750 |  | 4.4571 | 4.35 | 4.225 | 4.1 | 3.95 | 3.8 | 3.775 | 3.75 | 0 | 0 | 0 | 0 | 0 | 0 | 0 | 0
Production of electricity by hydro | i40.11.d | GR | https://www.irena.org/publications/2020/Jun/Renewable-Power-Costs-in-2019 | Fig. 5.5, 2015-2019 weighted average for Europe | https://setis.ec.europa.eu/system/files/ETRI_2014.pdf | p.24-26, 2020-2050 CAPEX ref value, EU average, utility/commercial >2 MW without tracking | 1842.6929 | 1842.6929 | 1842.6929 | 1842.6929 | 1842.6929 | 1842.6929 | 1842.6929 | 1842.6929 | 0.91 | 1.6769 | 1.6769 | 1.6769 | 1.6769 | 1.6769 | 1.6769 | 1.6769 | 1.6769 | 99.7447 | 163.6667 | 100.0182 | 100.0182 | 100.0182 | 100.0182 | 100.0182 | 100.0182
Production of electricity by wind onshore | i40.11.e.1 | GR | https://www.irena.org/publications/2020/Jun/Renewable-Power-Costs-in-2019 | Fig. 2.5, 2011-2019 weighted average for Italy | https://setis.ec.europa.eu/system/files/ETRI_2014.pdf | p.14, 2020-2050 CAPEX ref value, EU average, utility/commercial >2 MW without tracking | 2218.7778 | 2161.5928 | 2121.5633 | 2081.5338 | 2001.4748 | 1921.4158 | 1841.3568 | 1761.2978 | 0.91 | 2.0191 | 1.967 | 1.9306 | 1.8942 | 1.8213 | 1.7485 | 1.6756 | 1.6028 | 445.3805 | 426.6218 | 998.294 | 1113.4233 | 439.861 | 644.3574 | 855.7533 | 596.5529
Production of electricity by wind offshore | i40.11.e.2 | GR | https://www.irena.org/publications/2020/Jun/Renewable-Power-Costs-in-2019 | Tab. 4.1, (2010+2019)/2 weighted average for Europe | https://setis.ec.europa.eu/system/files/ETRI_2014.pdf | p.16, 2020-2050 CAPEX ref value, EU average, utility/commercial >2 MW without tracking | 4376 | 3817.402 | 3618.579 | 3419.7559 | 3287.2073 | 3154.6586 | 3032.385 | 2910.1114 | 0.91 | 3.9822 | 3.4738 | 3.2929 | 3.112 | 2.9914 | 2.8707 | 2.7595 | 2.6482 | 0 | 0 | 0 | 0 | 0 | 0 | 0 | 0
Production of electricity by petroleum and other oil derivatives | i40.11.f | GR | https://setis.ec.europa.eu/system/files/ETRI_2014.pdf | p.44, 2013 CAPEX ref value |  |  | 2442.8571 | 2300 | 2300 | 2300 | 2300 | 2300 | 2250 | 2200 |  | 2.4429 | 2.3 | 2.3 | 2.3 | 2.3 | 2.3 | 2.25 | 2.2 | 141.1259 | 119.856 | 54.8111 | 48.16 | 39.1187 | 26.8463 | 24.3111 | 9.6368
Production of electricity by biomass and waste | i40.11.g | GR | https://setis.ec.europa.eu/system/files/ETRI_2014.pdf | p.70, 2013 CAPEX ref value |  |  | 2812.8571 | 2620 | 2495 | 2370 | 2260 | 2150 | 2050 | 1950 |  | 2.8129 | 2.62 | 2.495 | 2.37 | 2.26 | 2.15 | 2.05 | 1.95 | 7342.3391 | 84.785 | 47.8077 | 22.8818 | 27.8929 | 22.9643 | 33.4033 | 20.2968
Production of electricity by solar photovoltaic utility | i40.11.h.1 | GR | https://www.irena.org/publications/2020/Jun/Renewable-Power-Costs-in-2019 | Fig. 3.4, 2011-2019 (ex. 2015-2016) weighted average for Italy | https://setis.ec.europa.eu/system/files/ETRI_2014.pdf | p.20, 2020-2050 CAPEX ref value, EU average, utility/commercial >2 MW without tracking | 2018.1247 | 1738.6921 | 1564.8229 | 1390.9536 | 1325.7527 | 1260.5517 | 1195.3508 | 1130.1498 | 0.91 | 1.8365 | 1.5822 | 1.424 | 1.2658 | 1.2064 | 1.1471 | 1.0878 | 1.0284 | 53.9508 | 97.043 | 191.849 | 130.7943 | 137.071 | 87.609 | 154.745 | 156.5378
Production of electricity by solar photovoltaic residential | i40.11.h.2 | GR | https://www.irena.org/publications/2020/Jun/Renewable-Power-Costs-in-2019 | Tab. 3.1, 2011-2019 weighted average for Italy | https://setis.ec.europa.eu/system/files/ETRI_2014.pdf | p.21, 2020-2050 CAPEX ref value, EU average, residential <100 kW | 2742.6667 | 2413.5467 | 2292.8693 | 2172.192 | 2106.368 | 2040.544 | 1985.6907 | 1930.8373 | 0.91 | 2.4958 | 2.1963 | 2.0865 | 1.9767 | 1.9168 | 1.8569 | 1.807 | 1.7571 | 206.7117 | 379.7862 | 792.5301 | 575.8595 | 613.9875 | 399.8308 | 724.7281 | 753.9994
Production of electricity by solar thermal | i40.11.i | GR | https://setis.ec.europa.eu/system/files/ETRI_2014.pdf | p.22, 2013 CAPEX ref value |  |  | 5285.7143 | 4500 | 4150 | 3800 | 3650 | 3500 | 3450 | 3400 | 0.91 | 4.81 | 4.095 | 3.7765 | 3.458 | 3.3215 | 3.185 | 3.1395 | 3.094 | 0 | 0 | 0 | 0 | 0 | 0 | 0 | 0
Production of electricity by tide, wave, ocean | i40.11.j | GR | https://setis.ec.europa.eu/system/files/ETRI_2014.pdf | p.34, 2013 CAPEX ref value |  |  | 8140 | 5790 | 5135 | 4480 | 3565 | 2650 | 2475 | 2300 |  | 8.14 | 5.79 | 5.135 | 4.48 | 3.565 | 2.65 | 2.475 | 2.3 | 0 | 0 | 0 | 0 | 0 | 0 | 0 | 0
Production of electricity by Geothermal | i40.11.k | GR | https://setis.ec.europa.eu/system/files/ETRI_2014.pdf | p.29, 2013 CAPEX ref value |  |  | 5370 | 4970 | 4720 | 4470 | 4245 | 4020 | 3815 | 3610 | 0.91 | 4.8867 | 4.5227 | 4.2952 | 4.0677 | 3.863 | 3.6582 | 3.4716 | 3.2851 | 0 | 0 | 0 | 0 | 0 | 0 | 0 | 0
Production of electricity by coal | i40.11.a | HR | https://setis.ec.europa.eu/system/files/ETRI_2014.pdf | p.42, Tab. 23+24, 2013 CAPEX ref value, share from ENTSO-E Transparency Platform Installed Capacity 2015 |  |  | 1600 | 1600 | 1600 | 1600 | 1600 | 1600 | 1600 | 1600 |  | 1.6 | 1.6 | 1.6 | 1.6 | 1.6 | 1.6 | 1.6 | 1.6 | 12.4483 | 137.1147 | 26.3002 | 26.3002 | 26.2518 | 26.2518 | 18.5238 | 18.5238
Production of electricity by gas | i40.11.b | HR | https://setis.ec.europa.eu/system/files/ETRI_2014.pdf | p.40, 2013 CAPEX ref value |  |  | 850 | 850 | 850 | 850 | 850 | 850 | 850 | 850 |  | 0.85 | 0.85 | 0.85 | 0.85 | 0.85 | 0.85 | 0.85 | 0.85 | 258.2975 | 39.4706 | 35.3142 | 33.0421 | 27.1501 | 23.4967 | 29.0708 | 52.4737
Production of electricity by nuclear | i40.11.c | HR | https://setis.ec.europa.eu/system/files/ETRI_2014.pdf | p.58, 2013 CAPEX ref value |  |  | 4457.1429 | 4350 | 4225 | 4100 | 3950 | 3800 | 3775 | 3750 |  | 4.4571 | 4.35 | 4.225 | 4.1 | 3.95 | 3.8 | 3.775 | 3.75 | 0 | 0 | 0 | 0 | 0 | 0 | 0 | 0
Production of electricity by hydro | i40.11.d | HR | https://www.irena.org/publications/2020/Jun/Renewable-Power-Costs-in-2019 | Fig. 5.5, 2015-2019 weighted average for Europe | https://setis.ec.europa.eu/system/files/ETRI_2014.pdf | p.24-26, 2020-2050 CAPEX ref value, EU average, utility/commercial >2 MW without tracking | 1842.6929 | 1842.6929 | 1842.6929 | 1842.6929 | 1842.6929 | 1842.6929 | 1842.6929 | 1842.6929 | 0.91 | 1.6769 | 1.6769 | 1.6769 | 1.6769 | 1.6769 | 1.6769 | 1.6769 | 1.6769 | 86.3578 | 61.205 | 61.205 | 61.205 | 61.205 | 77.8534 | 80.495 | 63.871
Production of electricity by wind onshore | i40.11.e.1 | HR | https://www.irena.org/publications/2020/Jun/Renewable-Power-Costs-in-2019 | Fig. 2.5, 2011-2019 weighted average for Italy | https://setis.ec.europa.eu/system/files/ETRI_2014.pdf | p.14, 2020-2050 CAPEX ref value, EU average, utility/commercial >2 MW without tracking | 2218.7778 | 2161.5928 | 2121.5633 | 2081.5338 | 2001.4748 | 1921.4158 | 1841.3568 | 1761.2978 | 0.91 | 2.0191 | 1.967 | 1.9306 | 1.8942 | 1.8213 | 1.7485 | 1.6756 | 1.6028 | 202.1814 | 37.7942 | 34.7266 | 150.0285 | 49.7057 | 168.4655 | 103.3921 | 174.0748
Production of electricity by wind offshore | i40.11.e.2 | HR | https://www.irena.org/publications/2020/Jun/Renewable-Power-Costs-in-2019 | Tab. 4.1, (2010+2019)/2 weighted average for Europe | https://setis.ec.europa.eu/system/files/ETRI_2014.pdf | p.16, 2020-2050 CAPEX ref value, EU average, utility/commercial >2 MW without tracking | 4376 | 3817.402 | 3618.579 | 3419.7559 | 3287.2073 | 3154.6586 | 3032.385 | 2910.1114 | 0.91 | 3.9822 | 3.4738 | 3.2929 | 3.112 | 2.9914 | 2.8707 | 2.7595 | 2.6482 | 0 | 0 | 0 | 0 | 0 | 0 | 0 | 0
Production of electricity by petroleum and other oil derivatives | i40.11.f | HR | https://setis.ec.europa.eu/system/files/ETRI_2014.pdf | p.44, 2013 CAPEX ref value |  |  | 2442.8571 | 2300 | 2300 | 2300 | 2300 | 2300 | 2250 | 2200 |  | 2.4429 | 2.3 | 2.3 | 2.3 | 2.3 | 2.3 | 2.25 | 2.2 | 1942.7967 | 9.8421 | 11.4873 | 7.0263 | 4.2845 | 1.9434 | 1.9012 | 1.011
Production of electricity by biomass and waste | i40.11.g | HR | https://setis.ec.europa.eu/system/files/ETRI_2014.pdf | p.70, 2013 CAPEX ref value |  |  | 2812.8571 | 2620 | 2495 | 2370 | 2260 | 2150 | 2050 | 1950 |  | 2.8129 | 2.62 | 2.495 | 2.37 | 2.26 | 2.15 | 2.05 | 1.95 | 80.1824 | 8.4474 | 3.3112 | 4.2021 | 2.8042 | 16.6928 | 9.1456 | 13.926
Production of electricity by solar photovoltaic utility | i40.11.h.1 | HR | https://www.irena.org/publications/2020/Jun/Renewable-Power-Costs-in-2019 | Fig. 3.4, 2011-2019 (ex. 2015-2016) weighted average for Italy | https://setis.ec.europa.eu/system/files/ETRI_2014.pdf | p.20, 2020-2050 CAPEX ref value, EU average, utility/commercial >2 MW without tracking | 2018.1247 | 1738.6921 | 1564.8229 | 1390.9536 | 1325.7527 | 1260.5517 | 1195.3508 | 1130.1498 | 0.91 | 1.8365 | 1.5822 | 1.424 | 1.2658 | 1.2064 | 1.1471 | 1.0878 | 1.0284 | 0 | 0 | 0 | 0 | 0 | 0 | 0 | 0
Production of electricity by solar photovoltaic residential | i40.11.h.2 | HR | https://www.irena.org/publications/2020/Jun/Renewable-Power-Costs-in-2019 | Tab. 3.1, 2011-2019 weighted average for Italy | https://setis.ec.europa.eu/system/files/ETRI_2014.pdf | p.21, 2020-2050 CAPEX ref value, EU average, residential <100 kW | 2742.6667 | 2413.5467 | 2292.8693 | 2172.192 | 2106.368 | 2040.544 | 1985.6907 | 1930.8373 | 0.91 | 2.4958 | 2.1963 | 2.0865 | 1.9767 | 1.9168 | 1.8569 | 1.807 | 1.7571 | 41.3155 | 4.8641 | 267.7184 | 96.079 | 52.6345 | 72.2825 | 437.18 | 337.1483
Production of electricity by solar thermal | i40.11.i | HR | https://setis.ec.europa.eu/system/files/ETRI_2014.pdf | p.22, 2013 CAPEX ref value |  |  | 5285.7143 | 4500 | 4150 | 3800 | 3650 | 3500 | 3450 | 3400 | 0.91 | 4.81 | 4.095 | 3.7765 | 3.458 | 3.3215 | 3.185 | 3.1395 | 3.094 | 0 | 0 | 0 | 0 | 0 | 0 | 0 | 0
Production of electricity by tide, wave, ocean | i40.11.j | HR | https://setis.ec.europa.eu/system/files/ETRI_2014.pdf | p.34, 2013 CAPEX ref value |  |  | 8140 | 5790 | 5135 | 4480 | 3565 | 2650 | 2475 | 2300 |  | 8.14 | 5.79 | 5.135 | 4.48 | 3.565 | 2.65 | 2.475 | 2.3 | 0 | 0 | 0 | 0 | 0 | 0 | 0 | 0
Production of electricity by Geothermal | i40.11.k | HR | https://setis.ec.europa.eu/system/files/ETRI_2014.pdf | p.29, 2013 CAPEX ref value |  |  | 5370 | 4970 | 4720 | 4470 | 4245 | 4020 | 3815 | 3610 | 0.91 | 4.8867 | 4.5227 | 4.2952 | 4.0677 | 3.863 | 3.6582 | 3.4716 | 3.2851 | 0 | 0 | 0 | 0 | 0 | 0 | 0 | 0
Production of electricity by coal | i40.11.a | HU | https://setis.ec.europa.eu/system/files/ETRI_2014.pdf | p.42, Tab. 23+24, 2013 CAPEX ref value, share from ENTSO-E Transparency Platform Installed Capacity 2015 |  |  | 2000 | 2000 | 2000 | 2000 | 2000 | 2000 | 2000 | 2000 |  | 2 | 2 | 2 | 2 | 2 | 2 | 2 | 2 | 56.8377 | 33.6849 | 20.3589 | 19.7993 | 0.17065 | 0.17065 | 0.17065 | 0.17065
Production of electricity by gas | i40.11.b | HU | https://setis.ec.europa.eu/system/files/ETRI_2014.pdf | p.40, 2013 CAPEX ref value |  |  | 850 | 850 | 850 | 850 | 850 | 850 | 850 | 850 |  | 0.85 | 0.85 | 0.85 | 0.85 | 0.85 | 0.85 | 0.85 | 0.85 | 99.0617 | 95.8756 | 84.3862 | 71.7172 | 205.8966 | 87.6474 | 189.5799 | 98.6752
Production of electricity by nuclear | i40.11.c | HU | https://setis.ec.europa.eu/system/files/ETRI_2014.pdf | p.58, 2013 CAPEX ref value |  |  | 4457.1429 | 4350 | 4225 | 4100 | 3950 | 3800 | 3775 | 3750 |  | 4.4571 | 4.35 | 4.225 | 4.1 | 3.95 | 3.8 | 3.775 | 3.75 | 145.6 | 142.1 | 1292.3571 | 1340.29 | 231.865 | 363.0267 | 232.2883 | 230.75
Production of electricity by hydro | i40.11.d | HU | https://www.irena.org/publications/2020/Jun/Renewable-Power-Costs-in-2019 | Fig. 5.5, 2015-2019 weighted average for Europe | https://setis.ec.europa.eu/system/files/ETRI_2014.pdf | p.24-26, 2020-2050 CAPEX ref value, EU average, utility/commercial >2 MW without tracking | 1842.6929 | 1842.6929 | 1842.6929 | 1842.6929 | 1842.6929 | 1842.6929 | 1842.6929 | 1842.6929 | 0.91 | 1.6769 | 1.6769 | 1.6769 | 1.6769 | 1.6769 | 1.6769 | 1.6769 | 1.6769 | 1.593 | 1.593 | 1.593 | 1.593 | 1.593 | 1.9563 | 46.8655 | 35.8112
Production of electricity by wind onshore | i40.11.e.1 | HU | https://www.irena.org/publications/2020/Jun/Renewable-Power-Costs-in-2019 | Fig. 2.5, 2011-2019 weighted average for Italy | https://setis.ec.europa.eu/system/files/ETRI_2014.pdf | p.14, 2020-2050 CAPEX ref value, EU average, utility/commercial >2 MW without tracking | 2218.7778 | 2161.5928 | 2121.5633 | 2081.5338 | 2001.4748 | 1921.4158 | 1841.3568 | 1761.2978 | 0.91 | 2.0191 | 1.967 | 1.9306 | 1.8942 | 1.8213 | 1.7485 | 1.6756 | 1.6028 | 33.2236 | 100.6323 | 39.1528 | 36.1092 | 319.3743 | 158.3555 | 144.3299 | 154.7166
Production of electricity by wind offshore | i40.11.e.2 | HU | https://www.irena.org/publications/2020/Jun/Renewable-Power-Costs-in-2019 | Tab. 4.1, (2010+2019)/2 weighted average for Europe | https://setis.ec.europa.eu/system/files/ETRI_2014.pdf | p.16, 2020-2050 CAPEX ref value, EU average, utility/commercial >2 MW without tracking | 4376 | 3817.402 | 3618.579 | 3419.7559 | 3287.2073 | 3154.6586 | 3032.385 | 2910.1114 | 0.91 | 3.9822 | 3.4738 | 3.2929 | 3.112 | 2.9914 | 2.8707 | 2.7595 | 2.6482 | 0 | 0 | 0 | 0 | 0 | 0 | 0 | 0
Production of electricity by petroleum and other oil derivatives | i40.11.f | HU | https://setis.ec.europa.eu/system/files/ETRI_2014.pdf | p.44, 2013 CAPEX ref value |  |  | 2442.8571 | 2300 | 2300 | 2300 | 2300 | 2300 | 2250 | 2200 |  | 2.4429 | 2.3 | 2.3 | 2.3 | 2.3 | 2.3 | 2.25 | 2.2 | 6.3728 | 0.70862 | 0.70862 | 0.33228 | 0.33228 | 0.27491 | 0 | 0
Production of electricity by biomass and waste | i40.11.g | HU | https://setis.ec.europa.eu/system/files/ETRI_2014.pdf | p.70, 2013 CAPEX ref value |  |  | 2812.8571 | 2620 | 2495 | 2370 | 2260 | 2150 | 2050 | 1950 |  | 2.8129 | 2.62 | 2.495 | 2.37 | 2.26 | 2.15 | 2.05 | 1.95 | 39.2812 | 40.6251 | 36.5449 | 33.8735 | 33.3066 | 44.8293 | 47.0645 | 30.2909
Production of electricity by solar photovoltaic utility | i40.11.h.1 | HU | https://www.irena.org/publications/2020/Jun/Renewable-Power-Costs-in-2019 | Fig. 3.4, 2011-2019 weighted average for France | https://setis.ec.europa.eu/system/files/ETRI_2014.pdf | p.20, 2020-2050 CAPEX ref value, EU average, utility/commercial >2 MW without tracking | 2503.4421 | 2156.8117 | 1941.1305 | 1725.4493 | 1644.5689 | 1563.6885 | 1482.808 | 1401.9276 | 0.91 | 2.2781 | 1.9627 | 1.7664 | 1.5702 | 1.4966 | 1.423 | 1.3494 | 1.2758 | 36.8316 | 2.9997 | 0.69643 | 0.61905 | 0.59003 | 5.1175 | 4.5832 | 8.3035
Production of electricity by solar photovoltaic residential | i40.11.h.2 | HU | https://www.irena.org/publications/2020/Jun/Renewable-Power-Costs-in-2019 | Tab. 3.1, 2011-2019 weighted average for France | https://setis.ec.europa.eu/system/files/ETRI_2014.pdf | p.21, 2020-2050 CAPEX ref value, EU average, residential <100 kW | 4069.1111 | 3580.8178 | 3401.7769 | 3222.736 | 3125.0773 | 3027.4187 | 2946.0364 | 2864.6542 | 0.91 | 3.7029 | 3.2585 | 3.0956 | 2.9327 | 2.8438 | 2.755 | 2.6809 | 2.6068 | 254.1389 | 48.5564 | 11.8996 | 11.2733 | 10.9317 | 96.6024 | 88.7827 | 165.4299
Production of electricity by solar thermal | i40.11.i | HU | https://setis.ec.europa.eu/system/files/ETRI_2014.pdf | p.22, 2013 CAPEX ref value |  |  | 5285.7143 | 4500 | 4150 | 3800 | 3650 | 3500 | 3450 | 3400 | 0.91 | 4.81 | 4.095 | 3.7765 | 3.458 | 3.3215 | 3.185 | 3.1395 | 3.094 | 0 | 0 | 0 | 0 | 0 | 0 | 0 | 0
Production of electricity by tide, wave, ocean | i40.11.j | HU | https://setis.ec.europa.eu/system/files/ETRI_2014.pdf | p.34, 2013 CAPEX ref value |  |  | 8140 | 5790 | 5135 | 4480 | 3565 | 2650 | 2475 | 2300 |  | 8.14 | 5.79 | 5.135 | 4.48 | 3.565 | 2.65 | 2.475 | 2.3 | 0 | 0 | 0 | 0 | 0 | 0 | 0 | 0
Production of electricity by Geothermal | i40.11.k | HU | https://setis.ec.europa.eu/system/files/ETRI_2014.pdf | p.29, 2013 CAPEX ref value |  |  | 5370 | 4970 | 4720 | 4470 | 4245 | 4020 | 3815 | 3610 | 0.91 | 4.8867 | 4.5227 | 4.2952 | 4.0677 | 3.863 | 3.6582 | 3.4716 | 3.2851 | 4.8867 | 27.7392 | 7.445 | 7.0507 | 6.6958 | 6.3409 | 6.0175 | 5.6942
Production of electricity by coal | i40.11.a | IE | https://setis.ec.europa.eu/system/files/ETRI_2014.pdf | p.42, Tab. 23+24, 2013 CAPEX ref value, share from ENTSO-E Transparency Platform Installed Capacity 2015 |  |  | 1600 | 1600 | 1600 | 1600 | 1600 | 1600 | 1600 | 1600 |  | 1.6 | 1.6 | 1.6 | 1.6 | 1.6 | 1.6 | 1.6 | 1.6 | 47.4312 | 33.6799 | 33.6799 | 33.6799 | 33.6799 | 33.6799 | 22.4559 | 0.0079269
Production of electricity by gas | i40.11.b | IE | https://setis.ec.europa.eu/system/files/ETRI_2014.pdf | p.40, 2013 CAPEX ref value |  |  | 850 | 850 | 850 | 850 | 850 | 850 | 850 | 850 |  | 0.85 | 0.85 | 0.85 | 0.85 | 0.85 | 0.85 | 0.85 | 0.85 | 112.4612 | 102.6698 | 99.0966 | 89.6678 | 95.0602 | 159.0553 | 179.6325 | 248.2004
Production of electricity by nuclear | i40.11.c | IE | https://setis.ec.europa.eu/system/files/ETRI_2014.pdf | p.58, 2013 CAPEX ref value |  |  | 4457.1429 | 4350 | 4225 | 4100 | 3950 | 3800 | 3775 | 3750 |  | 4.4571 | 4.35 | 4.225 | 4.1 | 3.95 | 3.8 | 3.775 | 3.75 | 0 | 0 | 0 | 0 | 0 | 0 | 0 | 0
Production of electricity by hydro | i40.11.d | IE | https://www.irena.org/publications/2020/Jun/Renewable-Power-Costs-in-2019 | Fig. 5.5, 2015-2019 weighted average for Europe | https://setis.ec.europa.eu/system/files/ETRI_2014.pdf | p.24-26, 2020-2050 CAPEX ref value, EU average, utility/commercial >2 MW without tracking | 1842.6929 | 1842.6929 | 1842.6929 | 1842.6929 | 1842.6929 | 1842.6929 | 1842.6929 | 1842.6929 | 0.91 | 1.6769 | 1.6769 | 1.6769 | 1.6769 | 1.6769 | 1.6769 | 1.6769 | 1.6769 | 6.6236 | 27.6922 | 8.2442 | 8.2442 | 10.4241 | 24.7612 | 32.5586 | 23.4095
Production of electricity by wind onshore | i40.11.e.1 | IE | https://www.irena.org/publications/2020/Jun/Renewable-Power-Costs-in-2019 | Fig. 2.5, 2011-2019 weighted average for the United Kingdom | https://setis.ec.europa.eu/system/files/ETRI_2014.pdf | p.14, 2020-2050 CAPEX ref value, EU average, utility/commercial >2 MW without tracking | 2160 | 2104.3299 | 2065.3608 | 2026.3918 | 1948.4536 | 1870.5155 | 1792.5773 | 1714.6392 | 0.91 | 1.9656 | 1.9149 | 1.8795 | 1.844 | 1.7731 | 1.7022 | 1.6312 | 1.5603 | 574.3798 | 902.1991 | 334.7554 | 359.2161 | 321.707 | 327.0985 | 556.0806 | 592.5595
Production of electricity by wind offshore | i40.11.e.2 | IE | https://www.irena.org/publications/2020/Jun/Renewable-Power-Costs-in-2019 | Tab. 4.1, (2010+2019)/2 weighted average for the United Kingdom | https://setis.ec.europa.eu/system/files/ETRI_2014.pdf | p.16, 2020-2050 CAPEX ref value, EU average, utility/commercial >2 MW without tracking | 4557 | 3975.2973 | 3768.2505 | 3561.2038 | 3423.1727 | 3285.1415 | 3157.8104 | 3030.4794 | 0.91 | 4.1469 | 3.6175 | 3.4291 | 3.2407 | 3.1151 | 2.9895 | 2.8736 | 2.7577 | 0 | 0 | 0 | 0 | 0 | 0 | 0 | 0
Production of electricity by petroleum and other oil derivatives | i40.11.f | IE | https://setis.ec.europa.eu/system/files/ETRI_2014.pdf | p.44, 2013 CAPEX ref value |  |  | 2442.8571 | 2300 | 2300 | 2300 | 2300 | 2300 | 2250 | 2200 |  | 2.4429 | 2.3 | 2.3 | 2.3 | 2.3 | 2.3 | 2.25 | 2.2 | 1511.2713 | 52.6186 | 21.4043 | 11.3907 | 8.2036 | 0.47262 | 0.080155 | 0.091036
Production of electricity by biomass and waste | i40.11.g | IE | https://setis.ec.europa.eu/system/files/ETRI_2014.pdf | p.70, 2013 CAPEX ref value |  |  | 2812.8571 | 2620 | 2495 | 2370 | 2260 | 2150 | 2050 | 1950 |  | 2.8129 | 2.62 | 2.495 | 2.37 | 2.26 | 2.15 | 2.05 | 1.95 | 7.735 | 88.0227 | 19.9829 | 24.5639 | 21.6148 | 41.924 | 35.222 | 34.4176
Production of electricity by solar photovoltaic utility | i40.11.h.1 | IE | https://www.irena.org/publications/2020/Jun/Renewable-Power-Costs-in-2019 | Fig. 3.4, 2011-2019 weighted average for the United Kingdom | https://setis.ec.europa.eu/system/files/ETRI_2014.pdf | p.20, 2020-2050 CAPEX ref value, EU average, utility/commercial >2 MW without tracking | 2040.9771 | 1758.3803 | 1582.5423 | 1406.7042 | 1340.765 | 1274.8257 | 1208.8864 | 1142.9472 | 0.91 | 1.8573 | 1.6001 | 1.4401 | 1.2801 | 1.2201 | 1.1601 | 1.1001 | 1.0401 | 0 | 0 | 0 | 0 | 0 | 0 | 0 | 0
Production of electricity by solar photovoltaic residential | i40.11.h.2 | IE | https://www.irena.org/publications/2020/Jun/Renewable-Power-Costs-in-2019 | Tab. 3.1, 2011-2019 (ex. 2011-2012) weighted average for the United Kingdom | https://setis.ec.europa.eu/system/files/ETRI_2014.pdf | p.21, 2020-2050 CAPEX ref value, EU average, residential <100 kW | 2900.7143 | 2552.6286 | 2424.9971 | 2297.3657 | 2227.7486 | 2158.1314 | 2100.1171 | 2042.1029 | 0.91 | 2.6397 | 2.3229 | 2.2067 | 2.0906 | 2.0273 | 1.9639 | 1.9111 | 1.8583 | 2.0344 | 9.8596 | 1.6489 | 1.5621 | 1.5147 | 1.4674 | 1.428 | 1.3885
Production of electricity by solar thermal | i40.11.i | IE | https://setis.ec.europa.eu/system/files/ETRI_2014.pdf | p.22, 2013 CAPEX ref value |  |  | 5285.7143 | 4500 | 4150 | 3800 | 3650 | 3500 | 3450 | 3400 | 0.91 | 4.81 | 4.095 | 3.7765 | 3.458 | 3.3215 | 3.185 | 3.1395 | 3.094 | 0 | 0 | 0 | 0 | 0 | 0 | 0 | 0
Production of electricity by tide, wave, ocean | i40.11.j | IE | https://setis.ec.europa.eu/system/files/ETRI_2014.pdf | p.34, 2013 CAPEX ref value |  |  | 8140 | 5790 | 5135 | 4480 | 3565 | 2650 | 2475 | 2300 |  | 8.14 | 5.79 | 5.135 | 4.48 | 3.565 | 2.65 | 2.475 | 2.3 | 0 | 0 | 0 | 0 | 0 | 0 | 0 | 0
Production of electricity by Geothermal | i40.11.k | IE | https://setis.ec.europa.eu/system/files/ETRI_2014.pdf | p.29, 2013 CAPEX ref value |  |  | 5370 | 4970 | 4720 | 4470 | 4245 | 4020 | 3815 | 3610 | 0.91 | 4.8867 | 4.5227 | 4.2952 | 4.0677 | 3.863 | 3.6582 | 3.4716 | 3.2851 | 0 | 0 | 0 | 0 | 0 | 0 | 0 | 0
Production of electricity by coal | i40.11.a | IT | https://setis.ec.europa.eu/system/files/ETRI_2014.pdf | p.42, Tab. 23+24, 2013 CAPEX ref value, share from ENTSO-E Transparency Platform Installed Capacity 2015 |  |  | 1600 | 1600 | 1600 | 1600 | 1600 | 1600 | 1600 | 1600 |  | 1.6 | 1.6 | 1.6 | 1.6 | 1.6 | 1.6 | 1.6 | 1.6 | 403.6596 | 354.3208 | 204.14 | 203.9348 | 192.122 | 89.0452 | 88.5668 | 76.0548
Production of electricity by gas | i40.11.b | IT | https://setis.ec.europa.eu/system/files/ETRI_2014.pdf | p.40, 2013 CAPEX ref value |  |  | 850 | 850 | 850 | 850 | 850 | 850 | 850 | 850 |  | 0.85 | 0.85 | 0.85 | 0.85 | 0.85 | 0.85 | 0.85 | 0.85 | 1474.5947 | 1454.9896 | 1349.321 | 1182.6176 | 1016.0936 | 2870.6988 | 1277.3092 | 1276.7462
Production of electricity by nuclear | i40.11.c | IT | https://setis.ec.europa.eu/system/files/ETRI_2014.pdf | p.58, 2013 CAPEX ref value |  |  | 4457.1429 | 4350 | 4225 | 4100 | 3950 | 3800 | 3775 | 3750 |  | 4.4571 | 4.35 | 4.225 | 4.1 | 3.95 | 3.8 | 3.775 | 3.75 | 0 | 0 | 0 | 0 | 0 | 0 | 0 | 0
Production of electricity by hydro | i40.11.d | IT | https://www.irena.org/publications/2020/Jun/Renewable-Power-Costs-in-2019 | Fig. 5.5, 2015-2019 weighted average for Europe | https://setis.ec.europa.eu/system/files/ETRI_2014.pdf | p.24-26, 2020-2050 CAPEX ref value, EU average, utility/commercial >2 MW without tracking | 1842.6929 | 1842.6929 | 1842.6929 | 1842.6929 | 1842.6929 | 1842.6929 | 1842.6929 | 1842.6929 | 0.91 | 1.6769 | 1.6769 | 1.6769 | 1.6769 | 1.6769 | 1.6769 | 1.6769 | 1.6769 | 721.9401 | 625.0127 | 525.6449 | 573.0622 | 625.8864 | 614.2216 | 581.2538 | 568.8245
Production of electricity by wind onshore | i40.11.e.1 | IT | https://www.irena.org/publications/2020/Jun/Renewable-Power-Costs-in-2019 | Fig. 2.5, 2011-2019 weighted average for Italy | https://setis.ec.europa.eu/system/files/ETRI_2014.pdf | p.14, 2020-2050 CAPEX ref value, EU average, utility/commercial >2 MW without tracking | 2218.7778 | 2161.5928 | 2121.5633 | 2081.5338 | 2001.4748 | 1921.4158 | 1841.3568 | 1761.2978 | 0.91 | 2.0191 | 1.967 | 1.9306 | 1.8942 | 1.8213 | 1.7485 | 1.6756 | 1.6028 | 1820.9951 | 803.6726 | 2425.0863 | 2319.7321 | 1252.3844 | 1901.1528 | 2016.1589 | 3640.0985
Production of electricity by wind offshore | i40.11.e.2 | IT | https://www.irena.org/publications/2020/Jun/Renewable-Power-Costs-in-2019 | Tab. 4.1, (2010+2019)/2 weighted average for Europe | https://setis.ec.europa.eu/system/files/ETRI_2014.pdf | p.16, 2020-2050 CAPEX ref value, EU average, utility/commercial >2 MW without tracking | 4376 | 3817.402 | 3618.579 | 3419.7559 | 3287.2073 | 3154.6586 | 3032.385 | 2910.1114 | 0.91 | 3.9822 | 3.4738 | 3.2929 | 3.112 | 2.9914 | 2.8707 | 2.7595 | 2.6482 | 0 | 0 | 0 | 0 | 0 | 0 | 0 | 0
Production of electricity by petroleum and other oil derivatives | i40.11.f | IT | https://setis.ec.europa.eu/system/files/ETRI_2014.pdf | p.44, 2013 CAPEX ref value |  |  | 2442.8571 | 2300 | 2300 | 2300 | 2300 | 2300 | 2250 | 2200 |  | 2.4429 | 2.3 | 2.3 | 2.3 | 2.3 | 2.3 | 2.25 | 2.2 | 972.1174 | 567.0625 | 396.8938 | 153.2435 | 52.4253 | 39.6526 | 31.0756 | 8.0534
Production of electricity by biomass and waste | i40.11.g | IT | https://setis.ec.europa.eu/system/files/ETRI_2014.pdf | p.70, 2013 CAPEX ref value |  |  | 2812.8571 | 2620 | 2495 | 2370 | 2260 | 2150 | 2050 | 1950 |  | 2.8129 | 2.62 | 2.495 | 2.37 | 2.26 | 2.15 | 2.05 | 1.95 | 600.2569 | 867.3282 | 570.6835 | 512.7742 | 530.2349 | 815.1004 | 507.5256 | 476.8622
Production of electricity by solar photovoltaic utility | i40.11.h.1 | IT | https://www.irena.org/publications/2020/Jun/Renewable-Power-Costs-in-2019 | Fig. 3.4, 2011-2019 (ex. 2015-2016) weighted average for Italy | https://setis.ec.europa.eu/system/files/ETRI_2014.pdf | p.20, 2020-2050 CAPEX ref value, EU average, utility/commercial >2 MW without tracking | 2018.1247 | 1738.6921 | 1564.8229 | 1390.9536 | 1325.7527 | 1260.5517 | 1195.3508 | 1130.1498 | 0.91 | 1.8365 | 1.5822 | 1.424 | 1.2658 | 1.2064 | 1.1471 | 1.0878 | 1.0284 | 361.706 | 358.5662 | 472.5818 | 358.8679 | 333.136 | 339.829 | 1528.8879 | 852.6993
Production of electricity by solar photovoltaic residential | i40.11.h.2 | IT | https://www.irena.org/publications/2020/Jun/Renewable-Power-Costs-in-2019 | Tab. 3.1, 2011-2019 weighted average for Italy | https://setis.ec.europa.eu/system/files/ETRI_2014.pdf | p.21, 2020-2050 CAPEX ref value, EU average, residential <100 kW | 2742.6667 | 2413.5467 | 2292.8693 | 2172.192 | 2106.368 | 2040.544 | 1985.6907 | 1930.8373 | 0.91 | 2.4958 | 2.1963 | 2.0865 | 1.9767 | 1.9168 | 1.8569 | 1.807 | 1.7571 | 2161.9934 | 1770.288 | 2462.8204 | 1993.2498 | 1882.4996 | 1956.5336 | 9033.0298 | 5181.4003
Production of electricity by solar thermal | i40.11.i | IT | https://setis.ec.europa.eu/system/files/ETRI_2014.pdf | p.22, 2013 CAPEX ref value |  |  | 5285.7143 | 4500 | 4150 | 3800 | 3650 | 3500 | 3450 | 3400 | 0.91 | 4.81 | 4.095 | 3.7765 | 3.458 | 3.3215 | 3.185 | 3.1395 | 3.094 | 0 | 0 | 0 | 0 | 0 | 0 | 0 | 0
Production of electricity by tide, wave, ocean | i40.11.j | IT | https://setis.ec.europa.eu/system/files/ETRI_2014.pdf | p.34, 2013 CAPEX ref value |  |  | 8140 | 5790 | 5135 | 4480 | 3565 | 2650 | 2475 | 2300 |  | 8.14 | 5.79 | 5.135 | 4.48 | 3.565 | 2.65 | 2.475 | 2.3 | 0 | 0 | 0 | 0 | 0 | 0 | 0 | 0
Production of electricity by Geothermal | i40.11.k | IT | https://setis.ec.europa.eu/system/files/ETRI_2014.pdf | p.29, 2013 CAPEX ref value |  |  | 5370 | 4970 | 4720 | 4470 | 4245 | 4020 | 3815 | 3610 | 0.91 | 4.8867 | 4.5227 | 4.2952 | 4.0677 | 3.863 | 3.6582 | 3.4716 | 3.2851 | 125.914 | 116.5349 | 110.673 | 104.8111 | 99.5353 | 94.2596 | 80.0794 | 75.7763
Production of electricity by coal | i40.11.a | LT | https://setis.ec.europa.eu/system/files/ETRI_2014.pdf | p.42, Tab. 23+24, 2013 CAPEX ref value, share from ENTSO-E Transparency Platform Installed Capacity 2015 |  |  | 1600 | 1600 | 1600 | 1600 | 1600 | 1600 | 1600 | 1600 |  | 1.6 | 1.6 | 1.6 | 1.6 | 1.6 | 1.6 | 1.6 | 1.6 | 0 | 0 | 0 | 0 | 0 | 0 | 0 | 0
Production of electricity by gas | i40.11.b | LT | https://setis.ec.europa.eu/system/files/ETRI_2014.pdf | p.40, 2013 CAPEX ref value |  |  | 850 | 850 | 850 | 850 | 850 | 850 | 850 | 850 |  | 0.85 | 0.85 | 0.85 | 0.85 | 0.85 | 0.85 | 0.85 | 0.85 | 1842.303 | 43.1027 | 43.1027 | 38.2577 | 31.7977 | 28.1505 | 14.1963 | 14.0321
Production of electricity by nuclear | i40.11.c | LT | https://setis.ec.europa.eu/system/files/ETRI_2014.pdf | p.58, 2013 CAPEX ref value |  |  | 4457.1429 | 4350 | 4225 | 4100 | 3950 | 3800 | 3775 | 3750 |  | 4.4571 | 4.35 | 4.225 | 4.1 | 3.95 | 3.8 | 3.775 | 3.75 | 0 | 0 | 0 | 992.2683 | 73.5358 | 70.7433 | 70.2779 | 69.8125
Production of electricity by hydro | i40.11.d | LT | https://www.irena.org/publications/2020/Jun/Renewable-Power-Costs-in-2019 | Fig. 5.5, 2015-2019 weighted average for Europe | https://setis.ec.europa.eu/system/files/ETRI_2014.pdf | p.24-26, 2020-2050 CAPEX ref value, EU average, utility/commercial >2 MW without tracking | 1842.6929 | 1842.6929 | 1842.6929 | 1842.6929 | 1842.6929 | 1842.6929 | 1842.6929 | 1842.6929 | 0.91 | 1.6769 | 1.6769 | 1.6769 | 1.6769 | 1.6769 | 1.6769 | 1.6769 | 1.6769 | 3.2419 | 3.2419 | 3.2419 | 3.2419 | 3.2419 | 7.6017 | 12.2078 | 52.9257
Production of electricity by wind onshore | i40.11.e.1 | LT | https://www.irena.org/publications/2020/Jun/Renewable-Power-Costs-in-2019 | Fig. 2.5, 2011-2019 weighted average for Sweden | https://setis.ec.europa.eu/system/files/ETRI_2014.pdf | p.14, 2020-2050 CAPEX ref value, EU average, utility/commercial >2 MW without tracking | 1836.1111 | 1788.7887 | 1755.6629 | 1722.5372 | 1656.2858 | 1590.0344 | 1523.7829 | 1457.5315 | 0.91 | 1.6709 | 1.6278 | 1.5977 | 1.5675 | 1.5072 | 1.4469 | 1.3866 | 1.3264 | 282.7348 | 31.3943 | 45.5394 | 29.3047 | 28.1776 | 27.3978 | 120.8779 | 164.2222
Production of electricity by wind offshore | i40.11.e.2 | LT | https://www.irena.org/publications/2020/Jun/Renewable-Power-Costs-in-2019 | Tab. 4.1, (2010+2019)/2 weighted average for Europe | https://setis.ec.europa.eu/system/files/ETRI_2014.pdf | p.16, 2020-2050 CAPEX ref value, EU average, utility/commercial >2 MW without tracking | 4376 | 3817.402 | 3618.579 | 3419.7559 | 3287.2073 | 3154.6586 | 3032.385 | 2910.1114 | 0.91 | 3.9822 | 3.4738 | 3.2929 | 3.112 | 2.9914 | 2.8707 | 2.7595 | 2.6482 | 0 | 0 | 0 | 0 | 0 | 0 | 0 | 0
Production of electricity by petroleum and other oil derivatives | i40.11.f | LT | https://setis.ec.europa.eu/system/files/ETRI_2014.pdf | p.44, 2013 CAPEX ref value |  |  | 2442.8571 | 2300 | 2300 | 2300 | 2300 | 2300 | 2250 | 2200 |  | 2.4429 | 2.3 | 2.3 | 2.3 | 2.3 | 2.3 | 2.25 | 2.2 | 444.6078 | 13.1141 | 3.1255 | 0.0041203 | 0.0027469 | 0.0027469 | 0.0026871 | 0
Production of electricity by biomass and waste | i40.11.g | LT | https://setis.ec.europa.eu/system/files/ETRI_2014.pdf | p.70, 2013 CAPEX ref value |  |  | 2812.8571 | 2620 | 2495 | 2370 | 2260 | 2150 | 2050 | 1950 |  | 2.8129 | 2.62 | 2.495 | 2.37 | 2.26 | 2.15 | 2.05 | 1.95 | 7.4824 | 21.4985 | 20.9543 | 26.8203 | 19.6032 | 16.7691 | 16.8882 | 12.961
Production of electricity by solar photovoltaic utility | i40.11.h.1 | LT | https://www.irena.org/publications/2020/Jun/Renewable-Power-Costs-in-2019 | Fig. 3.4, 2011-2019 weighted average for the United Kingdom | https://setis.ec.europa.eu/system/files/ETRI_2014.pdf | p.20, 2020-2050 CAPEX ref value, EU average, utility/commercial >2 MW without tracking | 2040.9771 | 1758.3803 | 1582.5423 | 1406.7042 | 1340.765 | 1274.8257 | 1208.8864 | 1142.9472 | 0.91 | 1.8573 | 1.6001 | 1.4401 | 1.2801 | 1.2201 | 1.1601 | 1.1001 | 1.0401 | 0.66864 | 0.57606 | 0.51845 | 0.46085 | 0.43924 | 0.41764 | 0.39604 | 0.37444
Production of electricity by solar photovoltaic residential | i40.11.h.2 | LT | https://www.irena.org/publications/2020/Jun/Renewable-Power-Costs-in-2019 | Tab. 3.1, 2011-2019 (ex. 2011-2012) weighted average for the United Kingdom | https://setis.ec.europa.eu/system/files/ETRI_2014.pdf | p.21, 2020-2050 CAPEX ref value, EU average, residential <100 kW | 2900.7143 | 2552.6286 | 2424.9971 | 2297.3657 | 2227.7486 | 2158.1314 | 2100.1171 | 2042.1029 | 0.91 | 2.6397 | 2.3229 | 2.2067 | 2.0906 | 2.0273 | 1.9639 | 1.9111 | 1.8583 | 6.8292 | 6.0097 | 5.7092 | 5.4087 | 5.2448 | 5.0809 | 4.9443 | 4.8077
Production of electricity by solar thermal | i40.11.i | LT | https://setis.ec.europa.eu/system/files/ETRI_2014.pdf | p.22, 2013 CAPEX ref value |  |  | 5285.7143 | 4500 | 4150 | 3800 | 3650 | 3500 | 3450 | 3400 | 0.91 | 4.81 | 4.095 | 3.7765 | 3.458 | 3.3215 | 3.185 | 3.1395 | 3.094 | 0 | 0 | 0 | 0 | 0 | 0 | 0 | 0
Production of electricity by tide, wave, ocean | i40.11.j | LT | https://setis.ec.europa.eu/system/files/ETRI_2014.pdf | p.34, 2013 CAPEX ref value |  |  | 8140 | 5790 | 5135 | 4480 | 3565 | 2650 | 2475 | 2300 |  | 8.14 | 5.79 | 5.135 | 4.48 | 3.565 | 2.65 | 2.475 | 2.3 | 0 | 0 | 0 | 0 | 0 | 0 | 0 | 0
Production of electricity by Geothermal | i40.11.k | LT | https://setis.ec.europa.eu/system/files/ETRI_2014.pdf | p.29, 2013 CAPEX ref value |  |  | 5370 | 4970 | 4720 | 4470 | 4245 | 4020 | 3815 | 3610 | 0.91 | 4.8867 | 4.5227 | 4.2952 | 4.0677 | 3.863 | 3.6582 | 3.4716 | 3.2851 | 0 | 0 | 0 | 0 | 0 | 0 | 0 | 0
Production of electricity by coal | i40.11.a | LU | https://setis.ec.europa.eu/system/files/ETRI_2014.pdf | p.42, Tab. 23+24, 2013 CAPEX ref value, share from ENTSO-E Transparency Platform Installed Capacity 2015 |  |  | 1600 | 1600 | 1600 | 1600 | 1600 | 1600 | 1600 | 1600 |  | 1.6 | 1.6 | 1.6 | 1.6 | 1.6 | 1.6 | 1.6 | 1.6 | 0 | 0 | 0 | 0 | 0 | 0 | 5.3368e-05 | 1.1452e-05
Production of electricity by gas | i40.11.b | LU | https://setis.ec.europa.eu/system/files/ETRI_2014.pdf | p.40, 2013 CAPEX ref value |  |  | 850 | 850 | 850 | 850 | 850 | 850 | 850 | 850 |  | 0.85 | 0.85 | 0.85 | 0.85 | 0.85 | 0.85 | 0.85 | 0.85 | 13.2877 | 13.2877 | 12.9579 | 57.5613 | 39.2172 | 68.2005 | 74.3084 | 35.2554
Production of electricity by nuclear | i40.11.c | LU | https://setis.ec.europa.eu/system/files/ETRI_2014.pdf | p.58, 2013 CAPEX ref value |  |  | 4457.1429 | 4350 | 4225 | 4100 | 3950 | 3800 | 3775 | 3750 |  | 4.4571 | 4.35 | 4.225 | 4.1 | 3.95 | 3.8 | 3.775 | 3.75 | 0 | 0 | 0 | 0 | 0 | 0 | 0 | 0
Production of electricity by hydro | i40.11.d | LU | https://www.irena.org/publications/2020/Jun/Renewable-Power-Costs-in-2019 | Fig. 5.5, 2015-2019 weighted average for Europe | https://setis.ec.europa.eu/system/files/ETRI_2014.pdf | p.24-26, 2020-2050 CAPEX ref value, EU average, utility/commercial >2 MW without tracking | 1842.6929 | 1842.6929 | 1842.6929 | 1842.6929 | 1842.6929 | 1842.6929 | 1842.6929 | 1842.6929 | 0.91 | 1.6769 | 1.6769 | 1.6769 | 1.6769 | 1.6769 | 1.6769 | 1.6769 | 1.6769 | 0.95022 | 4.9467 | 1.2576 | 1.2576 | 1.2576 | 1.2576 | 2.3476 | 1.7048
Production of electricity by wind onshore | i40.11.e.1 | LU | https://www.irena.org/publications/2020/Jun/Renewable-Power-Costs-in-2019 | Fig. 2.5, 2011-2019 weighted average for Germany | https://setis.ec.europa.eu/system/files/ETRI_2014.pdf | p.14, 2020-2050 CAPEX ref value, EU average, utility/commercial >2 MW without tracking | 1988.1111 | 1936.8711 | 1901.0032 | 1865.1352 | 1793.3992 | 1721.6632 | 1649.9273 | 1578.1913 | 0.91 | 1.8092 | 1.7626 | 1.7299 | 1.6973 | 1.632 | 1.5667 | 1.5014 | 1.4362 | 15.1374 | 110.0705 | 21.1953 | 25.2505 | 19.7097 | 20.0951 | 41.9585 | 60.6474
Production of electricity by wind offshore | i40.11.e.2 | LU | https://www.irena.org/publications/2020/Jun/Renewable-Power-Costs-in-2019 | Tab. 4.1, (2010+2019)/2 weighted average for Europe | https://setis.ec.europa.eu/system/files/ETRI_2014.pdf | p.16, 2020-2050 CAPEX ref value, EU average, utility/commercial >2 MW without tracking | 4376 | 3817.402 | 3618.579 | 3419.7559 | 3287.2073 | 3154.6586 | 3032.385 | 2910.1114 | 0.91 | 3.9822 | 3.4738 | 3.2929 | 3.112 | 2.9914 | 2.8707 | 2.7595 | 2.6482 | 0 | 0 | 0 | 0 | 0 | 0 | 0 | 0
Production of electricity by petroleum and other oil derivatives | i40.11.f | LU | https://setis.ec.europa.eu/system/files/ETRI_2014.pdf | p.44, 2013 CAPEX ref value |  |  | 2442.8571 | 2300 | 2300 | 2300 | 2300 | 2300 | 2250 | 2200 |  | 2.4429 | 2.3 | 2.3 | 2.3 | 2.3 | 2.3 | 2.25 | 2.2 | 0.086252 | 0.27748 | 1.552 | 0.28652 | 0.2681 | 0.2171 | 0.20085 | 0.19638
Production of electricity by biomass and waste | i40.11.g | LU | https://setis.ec.europa.eu/system/files/ETRI_2014.pdf | p.70, 2013 CAPEX ref value |  |  | 2812.8571 | 2620 | 2495 | 2370 | 2260 | 2150 | 2050 | 1950 |  | 2.8129 | 2.62 | 2.495 | 2.37 | 2.26 | 2.15 | 2.05 | 1.95 | 6.7938 | 11.0142 | 3.9314 | 3.3173 | 3.0966 | 2.9665 | 2.4745 | 5.7397
Production of electricity by solar photovoltaic utility | i40.11.h.1 | LU | https://www.irena.org/publications/2020/Jun/Renewable-Power-Costs-in-2019 | Fig. 3.4, 2011-2019 weighted average for Germany | https://setis.ec.europa.eu/system/files/ETRI_2014.pdf | p.20, 2020-2050 CAPEX ref value, EU average, utility/commercial >2 MW without tracking | 1608.2726 | 1385.5887 | 1247.0298 | 1108.4709 | 1056.5114 | 1004.5518 | 952.5922 | 900.6326 | 0.91 | 1.4635 | 1.2609 | 1.1348 | 1.0087 | 0.96143 | 0.91414 | 0.86686 | 0.81958 | 0 | 0 | 0 | 0 | 0 | 0 | 0 | 0
Production of electricity by solar photovoltaic residential | i40.11.h.2 | LU | https://www.irena.org/publications/2020/Jun/Renewable-Power-Costs-in-2019 | Tab. 3.1, 2011-2019 weighted average for Germany | https://setis.ec.europa.eu/system/files/ETRI_2014.pdf | p.21, 2020-2050 CAPEX ref value, EU average, residential <100 kW | 2164.4444 | 1904.7111 | 1809.4756 | 1714.24 | 1662.2933 | 1610.3467 | 1567.0578 | 1523.7689 | 0.91 | 1.9696 | 1.7333 | 1.6466 | 1.56 | 1.5127 | 1.4654 | 1.426 | 1.3866 | 21.9399 | 12.751 | 8.6054 | 8.1525 | 7.9054 | 7.6584 | 15.6664 | 10.2418
Production of electricity by solar thermal | i40.11.i | LU | https://setis.ec.europa.eu/system/files/ETRI_2014.pdf | p.22, 2013 CAPEX ref value |  |  | 5285.7143 | 4500 | 4150 | 3800 | 3650 | 3500 | 3450 | 3400 | 0.91 | 4.81 | 4.095 | 3.7765 | 3.458 | 3.3215 | 3.185 | 3.1395 | 3.094 | 0 | 0 | 0 | 0 | 0 | 0 | 0 | 0
Production of electricity by tide, wave, ocean | i40.11.j | LU | https://setis.ec.europa.eu/system/files/ETRI_2014.pdf | p.34, 2013 CAPEX ref value |  |  | 8140 | 5790 | 5135 | 4480 | 3565 | 2650 | 2475 | 2300 |  | 8.14 | 5.79 | 5.135 | 4.48 | 3.565 | 2.65 | 2.475 | 2.3 | 0 | 0 | 0 | 0 | 0 | 0 | 0 | 0
Production of electricity by Geothermal | i40.11.k | LU | https://setis.ec.europa.eu/system/files/ETRI_2014.pdf | p.29, 2013 CAPEX ref value |  |  | 5370 | 4970 | 4720 | 4470 | 4245 | 4020 | 3815 | 3610 | 0.91 | 4.8867 | 4.5227 | 4.2952 | 4.0677 | 3.863 | 3.6582 | 3.4716 | 3.2851 | 0 | 0 | 0 | 0 | 0 | 0 | 0 | 0
Production of electricity by coal | i40.11.a | LV | https://setis.ec.europa.eu/system/files/ETRI_2014.pdf | p.42, Tab. 23+24, 2013 CAPEX ref value, share from ENTSO-E Transparency Platform Installed Capacity 2015 |  |  | 1600 | 1600 | 1600 | 1600 | 1600 | 1600 | 1600 | 1600 |  | 1.6 | 1.6 | 1.6 | 1.6 | 1.6 | 1.6 | 1.6 | 1.6 | 0.8464 | 0.8464 | 0.8464 | 0.8464 | 0.8464 | 0.8464 | 0.8464 | 0.8464
Production of electricity by gas | i40.11.b | LV | https://setis.ec.europa.eu/system/files/ETRI_2014.pdf | p.40, 2013 CAPEX ref value |  |  | 850 | 850 | 850 | 850 | 850 | 850 | 850 | 850 |  | 0.85 | 0.85 | 0.85 | 0.85 | 0.85 | 0.85 | 0.85 | 0.85 | 120.3648 | 31.1148 | 30.9026 | 30.9026 | 26.8398 | 24.5665 | 23.01 | 22.7435
Production of electricity by nuclear | i40.11.c | LV | https://setis.ec.europa.eu/system/files/ETRI_2014.pdf | p.58, 2013 CAPEX ref value |  |  | 4457.1429 | 4350 | 4225 | 4100 | 3950 | 3800 | 3775 | 3750 |  | 4.4571 | 4.35 | 4.225 | 4.1 | 3.95 | 3.8 | 3.775 | 3.75 | 0 | 0 | 0 | 0 | 0 | 0 | 0 | 0
Production of electricity by hydro | i40.11.d | LV | https://www.irena.org/publications/2020/Jun/Renewable-Power-Costs-in-2019 | Fig. 5.5, 2015-2019 weighted average for Europe | https://setis.ec.europa.eu/system/files/ETRI_2014.pdf | p.24-26, 2020-2050 CAPEX ref value, EU average, utility/commercial >2 MW without tracking | 1842.6929 | 1842.6929 | 1842.6929 | 1842.6929 | 1842.6929 | 1842.6929 | 1842.6929 | 1842.6929 | 0.91 | 1.6769 | 1.6769 | 1.6769 | 1.6769 | 1.6769 | 1.6769 | 1.6769 | 1.6769 | 44.4086 | 44.4086 | 44.4086 | 44.4086 | 44.4086 | 52.7649 | 48.0822 | 61.5095
Production of electricity by wind onshore | i40.11.e.1 | LV | https://www.irena.org/publications/2020/Jun/Renewable-Power-Costs-in-2019 | Fig. 2.5, 2011-2019 weighted average for Sweden | https://setis.ec.europa.eu/system/files/ETRI_2014.pdf | p.14, 2020-2050 CAPEX ref value, EU average, utility/commercial >2 MW without tracking | 1836.1111 | 1788.7887 | 1755.6629 | 1722.5372 | 1656.2858 | 1590.0344 | 1523.7829 | 1457.5315 | 0.91 | 1.6709 | 1.6278 | 1.5977 | 1.5675 | 1.5072 | 1.4469 | 1.3866 | 1.3264 | 5.1546 | 92.9149 | 19.833 | 18.5358 | 17.2778 | 16.571 | 15.8805 | 141.3679
Production of electricity by wind offshore | i40.11.e.2 | LV | https://www.irena.org/publications/2020/Jun/Renewable-Power-Costs-in-2019 | Tab. 4.1, (2010+2019)/2 weighted average for Europe | https://setis.ec.europa.eu/system/files/ETRI_2014.pdf | p.16, 2020-2050 CAPEX ref value, EU average, utility/commercial >2 MW without tracking | 4376 | 3817.402 | 3618.579 | 3419.7559 | 3287.2073 | 3154.6586 | 3032.385 | 2910.1114 | 0.91 | 3.9822 | 3.4738 | 3.2929 | 3.112 | 2.9914 | 2.8707 | 2.7595 | 2.6482 | 0 | 0 | 0 | 0 | 0 | 0 | 0 | 0
Production of electricity by petroleum and other oil derivatives | i40.11.f | LV | https://setis.ec.europa.eu/system/files/ETRI_2014.pdf | p.44, 2013 CAPEX ref value |  |  | 2442.8571 | 2300 | 2300 | 2300 | 2300 | 2300 | 2250 | 2200 |  | 2.4429 | 2.3 | 2.3 | 2.3 | 2.3 | 2.3 | 2.25 | 2.2 | 1.0619 | 0.99981 | 0.99981 | 0.99981 | 0.99981 | 0.49943 | 0 | 0
Production of electricity by biomass and waste | i40.11.g | LV | https://setis.ec.europa.eu/system/files/ETRI_2014.pdf | p.70, 2013 CAPEX ref value |  |  | 2812.8571 | 2620 | 2495 | 2370 | 2260 | 2150 | 2050 | 1950 |  | 2.8129 | 2.62 | 2.495 | 2.37 | 2.26 | 2.15 | 2.05 | 1.95 | 19.736 | 33.2204 | 15.5826 | 11.9026 | 9.8059 | 21.3191 | 25.2685 | 10.4646
Production of electricity by solar photovoltaic utility | i40.11.h.1 | LV | https://www.irena.org/publications/2020/Jun/Renewable-Power-Costs-in-2019 | Fig. 3.4, 2011-2019 weighted average for the United Kingdom | https://setis.ec.europa.eu/system/files/ETRI_2014.pdf | p.20, 2020-2050 CAPEX ref value, EU average, utility/commercial >2 MW without tracking | 2040.9771 | 1758.3803 | 1582.5423 | 1406.7042 | 1340.765 | 1274.8257 | 1208.8864 | 1142.9472 | 0.91 | 1.8573 | 1.6001 | 1.4401 | 1.2801 | 1.2201 | 1.1601 | 1.1001 | 1.0401 | 0 | 0 | 0 | 0 | 0 | 0 | 0 | 0
Production of electricity by solar photovoltaic residential | i40.11.h.2 | LV | https://www.irena.org/publications/2020/Jun/Renewable-Power-Costs-in-2019 | Tab. 3.1, 2011-2019 (ex. 2011-2012) weighted average for the United Kingdom | https://setis.ec.europa.eu/system/files/ETRI_2014.pdf | p.21, 2020-2050 CAPEX ref value, EU average, residential <100 kW | 2900.7143 | 2552.6286 | 2424.9971 | 2297.3657 | 2227.7486 | 2158.1314 | 2100.1171 | 2042.1029 | 0.91 | 2.6397 | 2.3229 | 2.2067 | 2.0906 | 2.0273 | 1.9639 | 1.9111 | 1.8583 | 0.1267 | 0.45686 | 0.16061 | 0.15215 | 0.14754 | 0.14293 | 0.13909 | 0.13525
Production of electricity by solar thermal | i40.11.i | LV | https://setis.ec.europa.eu/system/files/ETRI_2014.pdf | p.22, 2013 CAPEX ref value |  |  | 5285.7143 | 4500 | 4150 | 3800 | 3650 | 3500 | 3450 | 3400 | 0.91 | 4.81 | 4.095 | 3.7765 | 3.458 | 3.3215 | 3.185 | 3.1395 | 3.094 | 0 | 0 | 0 | 0 | 0 | 0 | 0 | 0
Production of electricity by tide, wave, ocean | i40.11.j | LV | https://setis.ec.europa.eu/system/files/ETRI_2014.pdf | p.34, 2013 CAPEX ref value |  |  | 8140 | 5790 | 5135 | 4480 | 3565 | 2650 | 2475 | 2300 |  | 8.14 | 5.79 | 5.135 | 4.48 | 3.565 | 2.65 | 2.475 | 2.3 | 0 | 0 | 0 | 0 | 0 | 0 | 0 | 0
Production of electricity by Geothermal | i40.11.k | LV | https://setis.ec.europa.eu/system/files/ETRI_2014.pdf | p.29, 2013 CAPEX ref value |  |  | 5370 | 4970 | 4720 | 4470 | 4245 | 4020 | 3815 | 3610 | 0.91 | 4.8867 | 4.5227 | 4.2952 | 4.0677 | 3.863 | 3.6582 | 3.4716 | 3.2851 | 0 | 0 | 0 | 0 | 0 | 0 | 0 | 0
Production of electricity by coal | i40.11.a | MT | https://setis.ec.europa.eu/system/files/ETRI_2014.pdf | p.42, Tab. 23+24, 2013 CAPEX ref value, share from ENTSO-E Transparency Platform Installed Capacity 2015 |  |  | 1600 | 1600 | 1600 | 1600 | 1600 | 1600 | 1600 | 1600 |  | 1.6 | 1.6 | 1.6 | 1.6 | 1.6 | 1.6 | 1.6 | 1.6 | 0 | 0 | 0 | 0 | 0 | 0 | 0 | 0
Production of electricity by gas | i40.11.b | MT | https://setis.ec.europa.eu/system/files/ETRI_2014.pdf | p.40, 2013 CAPEX ref value |  |  | 850 | 850 | 850 | 850 | 850 | 850 | 850 | 850 |  | 0.85 | 0.85 | 0.85 | 0.85 | 0.85 | 0.85 | 0.85 | 0.85 | 0 | 46.1637 | 54.1948 | 60.9948 | 20.1948 | 20.1948 | 20.1948 | 20.1948
Production of electricity by nuclear | i40.11.c | MT | https://setis.ec.europa.eu/system/files/ETRI_2014.pdf | p.58, 2013 CAPEX ref value |  |  | 4457.1429 | 4350 | 4225 | 4100 | 3950 | 3800 | 3775 | 3750 |  | 4.4571 | 4.35 | 4.225 | 4.1 | 3.95 | 3.8 | 3.775 | 3.75 | 0 | 0 | 0 | 0 | 0 | 0 | 0 | 0
Production of electricity by hydro | i40.11.d | MT | https://www.irena.org/publications/2020/Jun/Renewable-Power-Costs-in-2019 | Fig. 5.5, 2015-2019 weighted average for Europe | https://setis.ec.europa.eu/system/files/ETRI_2014.pdf | p.24-26, 2020-2050 CAPEX ref value, EU average, utility/commercial >2 MW without tracking | 1842.6929 | 1842.6929 | 1842.6929 | 1842.6929 | 1842.6929 | 1842.6929 | 1842.6929 | 1842.6929 | 0.91 | 1.6769 | 1.6769 | 1.6769 | 1.6769 | 1.6769 | 1.6769 | 1.6769 | 1.6769 | 0 | 0 | 0 | 0 | 0 | 0 | 0 | 0
Production of electricity by wind onshore | i40.11.e.1 | MT | https://www.irena.org/publications/2020/Jun/Renewable-Power-Costs-in-2019 | Fig. 2.5, 2011-2019 weighted average for Italy | https://setis.ec.europa.eu/system/files/ETRI_2014.pdf | p.14, 2020-2050 CAPEX ref value, EU average, utility/commercial >2 MW without tracking | 2218.7778 | 2161.5928 | 2121.5633 | 2081.5338 | 2001.4748 | 1921.4158 | 1841.3568 | 1761.2978 | 0.91 | 2.0191 | 1.967 | 1.9306 | 1.8942 | 1.8213 | 1.7485 | 1.6756 | 1.6028 | 0 | 0 | 0 | 0 | 0 | 0 | 0.07875 | 20.7145
Production of electricity by wind offshore | i40.11.e.2 | MT | https://www.irena.org/publications/2020/Jun/Renewable-Power-Costs-in-2019 | Tab. 4.1, (2010+2019)/2 weighted average for Europe | https://setis.ec.europa.eu/system/files/ETRI_2014.pdf | p.16, 2020-2050 CAPEX ref value, EU average, utility/commercial >2 MW without tracking | 4376 | 3817.402 | 3618.579 | 3419.7559 | 3287.2073 | 3154.6586 | 3032.385 | 2910.1114 | 0.91 | 3.9822 | 3.4738 | 3.2929 | 3.112 | 2.9914 | 2.8707 | 2.7595 | 2.6482 | 0 | 0 | 0 | 0 | 0 | 0 | 0 | 0
Production of electricity by petroleum and other oil derivatives | i40.11.f | MT | https://setis.ec.europa.eu/system/files/ETRI_2014.pdf | p.44, 2013 CAPEX ref value |  |  | 2442.8571 | 2300 | 2300 | 2300 | 2300 | 2300 | 2250 | 2200 |  | 2.4429 | 2.3 | 2.3 | 2.3 | 2.3 | 2.3 | 2.25 | 2.2 | 33.4567 | 23.7538 | 16.6146 | 9.488 | 8.9956 | 8.9956 | 8.8 | 8.6045
Production of electricity by biomass and waste | i40.11.g | MT | https://setis.ec.europa.eu/system/files/ETRI_2014.pdf | p.70, 2013 CAPEX ref value |  |  | 2812.8571 | 2620 | 2495 | 2370 | 2260 | 2150 | 2050 | 1950 |  | 2.8129 | 2.62 | 2.495 | 2.37 | 2.26 | 2.15 | 2.05 | 1.95 | 0.18554 | 0.35916 | 0.26137 | 0.30158 | 0.6063 | 0.31977 | 0.33458 | 0.41222
Production of electricity by solar photovoltaic utility | i40.11.h.1 | MT | https://www.irena.org/publications/2020/Jun/Renewable-Power-Costs-in-2019 | Fig. 3.4, 2011-2019 (ex. 2015-2016) weighted average for Italy | https://setis.ec.europa.eu/system/files/ETRI_2014.pdf | p.20, 2020-2050 CAPEX ref value, EU average, utility/commercial >2 MW without tracking | 2018.1247 | 1738.6921 | 1564.8229 | 1390.9536 | 1325.7527 | 1260.5517 | 1195.3508 | 1130.1498 | 0.91 | 1.8365 | 1.5822 | 1.424 | 1.2658 | 1.2064 | 1.1471 | 1.0878 | 1.0284 | 0.11699 | 1.3702 | 0.28576 | 0.35599 | 0.4917 | 1.0102 | 0.36427 | 0.34384
Production of electricity by solar photovoltaic residential | i40.11.h.2 | MT | https://www.irena.org/publications/2020/Jun/Renewable-Power-Costs-in-2019 | Tab. 3.1, 2011-2019 weighted average for Italy | https://setis.ec.europa.eu/system/files/ETRI_2014.pdf | p.21, 2020-2050 CAPEX ref value, EU average, residential <100 kW | 2742.6667 | 2413.5467 | 2292.8693 | 2172.192 | 2106.368 | 2040.544 | 1985.6907 | 1930.8373 | 0.91 | 2.4958 | 2.1963 | 2.0865 | 1.9767 | 1.9168 | 1.8569 | 1.807 | 1.7571 | 56.2028 | 69.2346 | 15.241 | 20.2363 | 28.4361 | 59.5249 | 22.026 | 21.3829
Production of electricity by solar thermal | i40.11.i | MT | https://setis.ec.europa.eu/system/files/ETRI_2014.pdf | p.22, 2013 CAPEX ref value |  |  | 5285.7143 | 4500 | 4150 | 3800 | 3650 | 3500 | 3450 | 3400 | 0.91 | 4.81 | 4.095 | 3.7765 | 3.458 | 3.3215 | 3.185 | 3.1395 | 3.094 | 0 | 0 | 0 | 0 | 0 | 0 | 0 | 0
Production of electricity by tide, wave, ocean | i40.11.j | MT | https://setis.ec.europa.eu/system/files/ETRI_2014.pdf | p.34, 2013 CAPEX ref value |  |  | 8140 | 5790 | 5135 | 4480 | 3565 | 2650 | 2475 | 2300 |  | 8.14 | 5.79 | 5.135 | 4.48 | 3.565 | 2.65 | 2.475 | 2.3 | 0 | 0 | 0 | 0 | 0 | 0 | 0 | 0
Production of electricity by Geothermal | i40.11.k | MT | https://setis.ec.europa.eu/system/files/ETRI_2014.pdf | p.29, 2013 CAPEX ref value |  |  | 5370 | 4970 | 4720 | 4470 | 4245 | 4020 | 3815 | 3610 | 0.91 | 4.8867 | 4.5227 | 4.2952 | 4.0677 | 3.863 | 3.6582 | 3.4716 | 3.2851 | 0 | 0 | 0 | 0 | 0 | 0 | 0 | 0
Production of electricity by coal | i40.11.a | NL | https://setis.ec.europa.eu/system/files/ETRI_2014.pdf | p.42, Tab. 23+24, 2013 CAPEX ref value, share from ENTSO-E Transparency Platform Installed Capacity 2015 |  |  | 1600 | 1600 | 1600 | 1600 | 1600 | 1600 | 1600 | 1600 |  | 1.6 | 1.6 | 1.6 | 1.6 | 1.6 | 1.6 | 1.6 | 1.6 | 279.0176 | 215.5376 | 202.1696 | 177.1456 | 161.4688 | 139.3888 | 139.535 | 143.445
Production of electricity by gas | i40.11.b | NL | https://setis.ec.europa.eu/system/files/ETRI_2014.pdf | p.40, 2013 CAPEX ref value |  |  | 850 | 850 | 850 | 850 | 850 | 850 | 850 | 850 |  | 0.85 | 0.85 | 0.85 | 0.85 | 0.85 | 0.85 | 0.85 | 0.85 | 491.7615 | 408.1807 | 385.7242 | 348.1795 | 571.3758 | 695.6811 | 642.9537 | 790.4088
Production of electricity by nuclear | i40.11.c | NL | https://setis.ec.europa.eu/system/files/ETRI_2014.pdf | p.58, 2013 CAPEX ref value |  |  | 4457.1429 | 4350 | 4225 | 4100 | 3950 | 3800 | 3775 | 3750 |  | 4.4571 | 4.35 | 4.225 | 4.1 | 3.95 | 3.8 | 3.775 | 3.75 | 36.0286 | 35.1625 | 34.1521 | 33.1417 | 0 | 0 | 0 | 0
Production of electricity by hydro | i40.11.d | NL | https://www.irena.org/publications/2020/Jun/Renewable-Power-Costs-in-2019 | Fig. 5.5, 2015-2019 weighted average for Europe | https://setis.ec.europa.eu/system/files/ETRI_2014.pdf | p.24-26, 2020-2050 CAPEX ref value, EU average, utility/commercial >2 MW without tracking | 1842.6929 | 1842.6929 | 1842.6929 | 1842.6929 | 1842.6929 | 1842.6929 | 1842.6929 | 1842.6929 | 0.91 | 1.6769 | 1.6769 | 1.6769 | 1.6769 | 1.6769 | 1.6769 | 1.6769 | 1.6769 | 1.0341 | 1.0341 | 1.0341 | 1.0341 | 1.0341 | 1.0341 | 1.0341 | 1.0341
Production of electricity by wind onshore | i40.11.e.1 | NL | https://www.irena.org/publications/2020/Jun/Renewable-Power-Costs-in-2019 | Fig. 2.5, 2011-2019 weighted average for Germany | https://setis.ec.europa.eu/system/files/ETRI_2014.pdf | p.14, 2020-2050 CAPEX ref value, EU average, utility/commercial >2 MW without tracking | 1988.1111 | 1936.8711 | 1901.0032 | 1865.1352 | 1793.3992 | 1721.6632 | 1649.9273 | 1578.1913 | 0.91 | 1.8092 | 1.7626 | 1.7299 | 1.6973 | 1.632 | 1.5667 | 1.5014 | 1.4362 | 995.9351 | 2825.7661 | 664.9462 | 613.256 | 589.6693 | 566.043 | 643.3487 | 1274.5248
Production of electricity by wind offshore | i40.11.e.2 | NL | https://www.irena.org/publications/2020/Jun/Renewable-Power-Costs-in-2019 | Tab. 4.1, (2010+2019)/2 weighted average for ATlgium | https://setis.ec.europa.eu/system/files/ETRI_2014.pdf | p.16, 2020-2050 CAPEX ref value, EU average, utility/commercial >2 MW without tracking | 4974 | 4339.0671 | 4113.074 | 3887.0809 | 3736.4189 | 3585.7568 | 3446.774 | 3307.7912 | 0.91 | 4.5263 | 3.9486 | 3.7429 | 3.5372 | 3.4001 | 3.263 | 3.1366 | 3.0101 | 665.6461 | 721.9851 | 144.6632 | 125.3218 | 120.4643 | 115.5988 | 135.2294 | 287.2702
Production of electricity by petroleum and other oil derivatives | i40.11.f | NL | https://setis.ec.europa.eu/system/files/ETRI_2014.pdf | p.44, 2013 CAPEX ref value |  |  | 2442.8571 | 2300 | 2300 | 2300 | 2300 | 2300 | 2250 | 2200 |  | 2.4429 | 2.3 | 2.3 | 2.3 | 2.3 | 2.3 | 2.25 | 2.2 | 14.2454 | 5.06 | 5.0586 | 4.3215 | 3.917 | 4.5746 | 2.8288 | 9.676
Production of electricity by biomass and waste | i40.11.g | NL | https://setis.ec.europa.eu/system/files/ETRI_2014.pdf | p.70, 2013 CAPEX ref value |  |  | 2812.8571 | 2620 | 2495 | 2370 | 2260 | 2150 | 2050 | 1950 |  | 2.8129 | 2.62 | 2.495 | 2.37 | 2.26 | 2.15 | 2.05 | 1.95 | 211.905 | 820.7147 | 226.8922 | 243.2376 | 222.8103 | 252.2912 | 242.9 | 253.8743
Production of electricity by solar photovoltaic utility | i40.11.h.1 | NL | https://www.irena.org/publications/2020/Jun/Renewable-Power-Costs-in-2019 | Fig. 3.4, 2011-2019 weighted average for Germany | https://setis.ec.europa.eu/system/files/ETRI_2014.pdf | p.20, 2020-2050 CAPEX ref value, EU average, utility/commercial >2 MW without tracking | 1608.2726 | 1385.5887 | 1247.0298 | 1108.4709 | 1056.5114 | 1004.5518 | 952.5922 | 900.6326 | 0.91 | 1.4635 | 1.2609 | 1.1348 | 1.0087 | 0.96143 | 0.91414 | 0.86686 | 0.81958 | 57.4126 | 95.0823 | 17.4946 | 15.5507 | 14.8218 | 15.1525 | 15.0817 | 14.4898
Production of electricity by solar photovoltaic residential | i40.11.h.2 | NL | https://www.irena.org/publications/2020/Jun/Renewable-Power-Costs-in-2019 | Tab. 3.1, 2011-2019 weighted average for Germany | https://setis.ec.europa.eu/system/files/ETRI_2014.pdf | p.21, 2020-2050 CAPEX ref value, EU average, residential <100 kW | 2164.4444 | 1904.7111 | 1809.4756 | 1714.24 | 1662.2933 | 1610.3467 | 1567.0578 | 1523.7689 | 0.91 | 1.9696 | 1.7333 | 1.6466 | 1.56 | 1.5127 | 1.4654 | 1.426 | 1.3866 | 1042.5452 | 1763.5793 | 342.5149 | 324.4878 | 314.6548 | 327.7421 | 334.7571 | 330.7768
Production of electricity by solar thermal | i40.11.i | NL | https://setis.ec.europa.eu/system/files/ETRI_2014.pdf | p.22, 2013 CAPEX ref value |  |  | 5285.7143 | 4500 | 4150 | 3800 | 3650 | 3500 | 3450 | 3400 | 0.91 | 4.81 | 4.095 | 3.7765 | 3.458 | 3.3215 | 3.185 | 3.1395 | 3.094 | 0 | 0 | 0 | 0 | 0 | 0 | 0 | 0
Production of electricity by tide, wave, ocean | i40.11.j | NL | https://setis.ec.europa.eu/system/files/ETRI_2014.pdf | p.34, 2013 CAPEX ref value |  |  | 8140 | 5790 | 5135 | 4480 | 3565 | 2650 | 2475 | 2300 |  | 8.14 | 5.79 | 5.135 | 4.48 | 3.565 | 2.65 | 2.475 | 2.3 | 0 | 0 | 0 | 0 | 0 | 0 | 0 | 0
Production of electricity by Geothermal | i40.11.k | NL | https://setis.ec.europa.eu/system/files/ETRI_2014.pdf | p.29, 2013 CAPEX ref value |  |  | 5370 | 4970 | 4720 | 4470 | 4245 | 4020 | 3815 | 3610 | 0.91 | 4.8867 | 4.5227 | 4.2952 | 4.0677 | 3.863 | 3.6582 | 3.4716 | 3.2851 | 0 | 0 | 0 | 0 | 0 | 0 | 0 | 0
Production of electricity by coal | i40.11.a | PL | https://setis.ec.europa.eu/system/files/ETRI_2014.pdf | p.42, Tab. 23+24, 2013 CAPEX ref value, share from ENTSO-E Transparency Platform Installed Capacity 2015 |  |  | 1721.2823 | 1721.2823 | 1721.2823 | 1721.2823 | 1721.2823 | 1721.2823 | 1721.2823 | 1721.2823 |  | 1.7213 | 1.7213 | 1.7213 | 1.7213 | 1.7213 | 1.7213 | 1.7213 | 1.7213 | 1758.4324 | 988.2982 | 890.5475 | 894.0116 | 751.5316 | 546.8401 | 428.2463 | 440.3213
Production of electricity by gas | i40.11.b | PL | https://setis.ec.europa.eu/system/files/ETRI_2014.pdf | p.40, 2013 CAPEX ref value |  |  | 850 | 850 | 850 | 850 | 850 | 850 | 850 | 850 |  | 0.85 | 0.85 | 0.85 | 0.85 | 0.85 | 0.85 | 0.85 | 0.85 | 47.0175 | 57.3597 | 361.478 | 512.4187 | 374.1402 | 485.757 | 465.9235 | 259.0638
Production of electricity by nuclear | i40.11.c | PL | https://setis.ec.europa.eu/system/files/ETRI_2014.pdf | p.58, 2013 CAPEX ref value |  |  | 4457.1429 | 4350 | 4225 | 4100 | 3950 | 3800 | 3775 | 3750 |  | 4.4571 | 4.35 | 4.225 | 4.1 | 3.95 | 3.8 | 3.775 | 3.75 | 0 | 0 | 0 | 0 | 2824.25 | 1567.5 | 1661 | 1753.125
Production of electricity by hydro | i40.11.d | PL | https://www.irena.org/publications/2020/Jun/Renewable-Power-Costs-in-2019 | Fig. 5.5, 2015-2019 weighted average for Europe | https://setis.ec.europa.eu/system/files/ETRI_2014.pdf | p.24-26, 2020-2050 CAPEX ref value, EU average, utility/commercial >2 MW without tracking | 1842.6929 | 1842.6929 | 1842.6929 | 1842.6929 | 1842.6929 | 1842.6929 | 1842.6929 | 1842.6929 | 0.91 | 1.6769 | 1.6769 | 1.6769 | 1.6769 | 1.6769 | 1.6769 | 1.6769 | 1.6769 | 36.5833 | 26.5222 | 40.7301 | 46.1861 | 29.0436 | 70.9698 | 100.4809 | 68.4205
Production of electricity by wind onshore | i40.11.e.1 | PL | https://www.irena.org/publications/2020/Jun/Renewable-Power-Costs-in-2019 | Fig. 2.5, 2011-2019 weighted average for Germany | https://setis.ec.europa.eu/system/files/ETRI_2014.pdf | p.14, 2020-2050 CAPEX ref value, EU average, utility/commercial >2 MW without tracking | 1988.1111 | 1936.8711 | 1901.0032 | 1865.1352 | 1793.3992 | 1721.6632 | 1649.9273 | 1578.1913 | 0.91 | 1.8092 | 1.7626 | 1.7299 | 1.6973 | 1.632 | 1.5667 | 1.5014 | 1.4362 | 2360.9814 | 680.3295 | 2075.3078 | 929.3206 | 674.929 | 2274.0907 | 1101.3684 | 2118.6538
Production of electricity by wind offshore | i40.11.e.2 | PL | https://www.irena.org/publications/2020/Jun/Renewable-Power-Costs-in-2019 | Tab. 4.1, (2010+2019)/2 weighted average for Europe | https://setis.ec.europa.eu/system/files/ETRI_2014.pdf | p.16, 2020-2050 CAPEX ref value, EU average, utility/commercial >2 MW without tracking | 4376 | 3817.402 | 3618.579 | 3419.7559 | 3287.2073 | 3154.6586 | 3032.385 | 2910.1114 | 0.91 | 3.9822 | 3.4738 | 3.2929 | 3.112 | 2.9914 | 2.8707 | 2.7595 | 2.6482 | 0 | 0 | 0 | 0 | 0 | 0 | 0 | 0
Production of electricity by petroleum and other oil derivatives | i40.11.f | PL | https://setis.ec.europa.eu/system/files/ETRI_2014.pdf | p.44, 2013 CAPEX ref value |  |  | 2442.8571 | 2300 | 2300 | 2300 | 2300 | 2300 | 2250 | 2200 |  | 2.4429 | 2.3 | 2.3 | 2.3 | 2.3 | 2.3 | 2.25 | 2.2 | 27.8081 | 11.212 | 10.6396 | 10.2053 | 9.714 | 6.2825 | 4.3915 | 3.9733
Production of electricity by biomass and waste | i40.11.g | PL | https://setis.ec.europa.eu/system/files/ETRI_2014.pdf | p.70, 2013 CAPEX ref value |  |  | 2812.8571 | 2620 | 2495 | 2370 | 2260 | 2150 | 2050 | 1950 |  | 2.8129 | 2.62 | 2.495 | 2.37 | 2.26 | 2.15 | 2.05 | 1.95 | 604.7077 | 418.7787 | 243.6345 | 222.8544 | 195.8101 | 377.3198 | 527.7506 | 235.2135
Production of electricity by solar photovoltaic utility | i40.11.h.1 | PL | https://www.irena.org/publications/2020/Jun/Renewable-Power-Costs-in-2019 | Fig. 3.4, 2011-2019 weighted average for Germany | https://setis.ec.europa.eu/system/files/ETRI_2014.pdf | p.20, 2020-2050 CAPEX ref value, EU average, utility/commercial >2 MW without tracking | 1608.2726 | 1385.5887 | 1247.0298 | 1108.4709 | 1056.5114 | 1004.5518 | 952.5922 | 900.6326 | 0.91 | 1.4635 | 1.2609 | 1.1348 | 1.0087 | 0.96143 | 0.91414 | 0.86686 | 0.81958 | 36.3786 | 5.1143 | 1.2133 | 2.7207 | 5.5774 | 6.7363 | 6.661 | 7.8036
Production of electricity by solar photovoltaic residential | i40.11.h.2 | PL | https://www.irena.org/publications/2020/Jun/Renewable-Power-Costs-in-2019 | Tab. 3.1, 2011-2019 weighted average for Germany | https://setis.ec.europa.eu/system/files/ETRI_2014.pdf | p.21, 2020-2050 CAPEX ref value, EU average, residential <100 kW | 2164.4444 | 1904.7111 | 1809.4756 | 1714.24 | 1662.2933 | 1610.3467 | 1567.0578 | 1523.7689 | 0.91 | 1.9696 | 1.7333 | 1.6466 | 1.56 | 1.5127 | 1.4654 | 1.426 | 1.3866 | 112.6051 | 13.8336 | 3.464 | 8.2789 | 17.2672 | 21.2482 | 21.5611 | 25.9789
Production of electricity by solar thermal | i40.11.i | PL | https://setis.ec.europa.eu/system/files/ETRI_2014.pdf | p.22, 2013 CAPEX ref value |  |  | 5285.7143 | 4500 | 4150 | 3800 | 3650 | 3500 | 3450 | 3400 | 0.91 | 4.81 | 4.095 | 3.7765 | 3.458 | 3.3215 | 3.185 | 3.1395 | 3.094 | 0 | 0 | 0 | 0 | 0 | 0 | 0 | 0
Production of electricity by tide, wave, ocean | i40.11.j | PL | https://setis.ec.europa.eu/system/files/ETRI_2014.pdf | p.34, 2013 CAPEX ref value |  |  | 8140 | 5790 | 5135 | 4480 | 3565 | 2650 | 2475 | 2300 |  | 8.14 | 5.79 | 5.135 | 4.48 | 3.565 | 2.65 | 2.475 | 2.3 | 0 | 0 | 0 | 0 | 0 | 0 | 0 | 0
Production of electricity by Geothermal | i40.11.k | PL | https://setis.ec.europa.eu/system/files/ETRI_2014.pdf | p.29, 2013 CAPEX ref value |  |  | 5370 | 4970 | 4720 | 4470 | 4245 | 4020 | 3815 | 3610 | 0.91 | 4.8867 | 4.5227 | 4.2952 | 4.0677 | 3.863 | 3.6582 | 3.4716 | 3.2851 | 0 | 0 | 0 | 0 | 0 | 0 | 0 | 0
Production of electricity by coal | i40.11.a | PT | https://setis.ec.europa.eu/system/files/ETRI_2014.pdf | p.42, Tab. 23+24, 2013 CAPEX ref value, share from ENTSO-E Transparency Platform Installed Capacity 2015 |  |  | 1600 | 1600 | 1600 | 1600 | 1600 | 1600 | 1600 | 1600 |  | 1.6 | 1.6 | 1.6 | 1.6 | 1.6 | 1.6 | 1.6 | 1.6 | 69.1104 | 23.1104 | 0 | 0 | 0 | 0 | 0 | 0
Production of electricity by gas | i40.11.b | PT | https://setis.ec.europa.eu/system/files/ETRI_2014.pdf | p.40, 2013 CAPEX ref value |  |  | 850 | 850 | 850 | 850 | 850 | 850 | 850 | 850 |  | 0.85 | 0.85 | 0.85 | 0.85 | 0.85 | 0.85 | 0.85 | 0.85 | 160.4143 | 141.4105 | 125.9073 | 123.7607 | 96.501 | 28.8687 | 21.2868 | 17.8654
Production of electricity by nuclear | i40.11.c | PT | https://setis.ec.europa.eu/system/files/ETRI_2014.pdf | p.58, 2013 CAPEX ref value |  |  | 4457.1429 | 4350 | 4225 | 4100 | 3950 | 3800 | 3775 | 3750 |  | 4.4571 | 4.35 | 4.225 | 4.1 | 3.95 | 3.8 | 3.775 | 3.75 | 0 | 0 | 0 | 0 | 0 | 0 | 0 | 0
Production of electricity by hydro | i40.11.d | PT | https://www.irena.org/publications/2020/Jun/Renewable-Power-Costs-in-2019 | Fig. 5.5, 2015-2019 weighted average for Europe | https://setis.ec.europa.eu/system/files/ETRI_2014.pdf | p.24-26, 2020-2050 CAPEX ref value, EU average, utility/commercial >2 MW without tracking | 1842.6929 | 1842.6929 | 1842.6929 | 1842.6929 | 1842.6929 | 1842.6929 | 1842.6929 | 1842.6929 | 0.91 | 1.6769 | 1.6769 | 1.6769 | 1.6769 | 1.6769 | 1.6769 | 1.6769 | 1.6769 | 957.0625 | 967.1375 | 338.4024 | 467.492 | 278.6786 | 278.6786 | 278.6786 | 278.6786
Production of electricity by wind onshore | i40.11.e.1 | PT | https://www.irena.org/publications/2020/Jun/Renewable-Power-Costs-in-2019 | Fig. 2.5, 2011-2019 weighted average for Spain | https://setis.ec.europa.eu/system/files/ETRI_2014.pdf | p.14, 2020-2050 CAPEX ref value, EU average, utility/commercial >2 MW without tracking | 1920.1111 | 1870.6237 | 1835.9825 | 1801.3414 | 1732.059 | 1662.7766 | 1593.4943 | 1524.2119 | 0.91 | 1.7473 | 1.7023 | 1.6707 | 1.6392 | 1.5762 | 1.5131 | 1.4501 | 1.387 | 583.8242 | 407.025 | 363.3627 | 802.8732 | 397.1883 | 465.3901 | 541.9687 | 421.7036
Production of electricity by wind offshore | i40.11.e.2 | PT | https://www.irena.org/publications/2020/Jun/Renewable-Power-Costs-in-2019 | Tab. 4.1, (2010+2019)/2 weighted average for Europe | https://setis.ec.europa.eu/system/files/ETRI_2014.pdf | p.16, 2020-2050 CAPEX ref value, EU average, utility/commercial >2 MW without tracking | 4376 | 3817.402 | 3618.579 | 3419.7559 | 3287.2073 | 3154.6586 | 3032.385 | 2910.1114 | 0.91 | 3.9822 | 3.4738 | 3.2929 | 3.112 | 2.9914 | 2.8707 | 2.7595 | 2.6482 | 0.40968 | 0.29739 | 0.24803 | 0.56477 | 0.25459 | 0.30718 | 0.3658 | 0.27551
Production of electricity by petroleum and other oil derivatives | i40.11.f | PT | https://setis.ec.europa.eu/system/files/ETRI_2014.pdf | p.44, 2013 CAPEX ref value |  |  | 2442.8571 | 2300 | 2300 | 2300 | 2300 | 2300 | 2250 | 2200 |  | 2.4429 | 2.3 | 2.3 | 2.3 | 2.3 | 2.3 | 2.25 | 2.2 | 79.8617 | 51.4542 | 47.1312 | 45.4304 | 41.6303 | 22.0966 | 9.8639 | 7.7128
Production of electricity by biomass and waste | i40.11.g | PT | https://setis.ec.europa.eu/system/files/ETRI_2014.pdf | p.70, 2013 CAPEX ref value |  |  | 2812.8571 | 2620 | 2495 | 2370 | 2260 | 2150 | 2050 | 1950 |  | 2.8129 | 2.62 | 2.495 | 2.37 | 2.26 | 2.15 | 2.05 | 1.95 | 72.7176 | 131.3231 | 71.0506 | 67.1878 | 61.8363 | 62.968 | 54.2199 | 44.3714
Production of electricity by solar photovoltaic utility | i40.11.h.1 | PT | https://www.irena.org/publications/2020/Jun/Renewable-Power-Costs-in-2019 | Fig. 3.4, 2011-2019 weighted average for Spain | https://setis.ec.europa.eu/system/files/ETRI_2014.pdf | p.20, 2020-2050 CAPEX ref value, EU average, utility/commercial >2 MW without tracking | 1393.1387 | 1200.2425 | 1080.2183 | 960.194 | 915.1849 | 870.1758 | 825.1667 | 780.1577 | 0.91 | 1.2678 | 1.0922 | 0.983 | 0.87378 | 0.83282 | 0.79186 | 0.7509 | 0.70994 | 40.9906 | 22.1718 | 80.9233 | 165.551 | 43.1407 | 120.0162 | 59.8816 | 122.9517
Production of electricity by solar photovoltaic residential | i40.11.h.2 | PT | https://www.irena.org/publications/2020/Jun/Renewable-Power-Costs-in-2019 | Tab. 3.1, 2011-2019 (ex. 2011-2012) weighted average for Spain | https://setis.ec.europa.eu/system/files/ETRI_2014.pdf | p.21, 2020-2050 CAPEX ref value, EU average, residential <100 kW | 1866.2857 | 1642.3314 | 1560.2149 | 1478.0983 | 1433.3074 | 1388.5166 | 1351.1909 | 1313.8651 | 0.91 | 1.6983 | 1.4945 | 1.4198 | 1.3451 | 1.3043 | 1.2636 | 1.2296 | 1.1956 | 31.1255 | 20.5348 | 79.1123 | 172.4938 | 45.7315 | 129.6228 | 66.369 | 140.1524
Production of electricity by solar thermal | i40.11.i | PT | https://setis.ec.europa.eu/system/files/ETRI_2014.pdf | p.22, 2013 CAPEX ref value |  |  | 5285.7143 | 4500 | 4150 | 3800 | 3650 | 3500 | 3450 | 3400 | 0.91 | 4.81 | 4.095 | 3.7765 | 3.458 | 3.3215 | 3.185 | 3.1395 | 3.094 | 0 | 0 | 0 | 0 | 0 | 0 | 0 | 0
Production of electricity by tide, wave, ocean | i40.11.j | PT | https://setis.ec.europa.eu/system/files/ETRI_2014.pdf | p.34, 2013 CAPEX ref value |  |  | 8140 | 5790 | 5135 | 4480 | 3565 | 2650 | 2475 | 2300 |  | 8.14 | 5.79 | 5.135 | 4.48 | 3.565 | 2.65 | 2.475 | 2.3 | 0 | 0 | 0 | 0 | 0 | 0 | 0 | 0
Production of electricity by Geothermal | i40.11.k | PT | https://setis.ec.europa.eu/system/files/ETRI_2014.pdf | p.29, 2013 CAPEX ref value |  |  | 5370 | 4970 | 4720 | 4470 | 4245 | 4020 | 3815 | 3610 | 0.91 | 4.8867 | 4.5227 | 4.2952 | 4.0677 | 3.863 | 3.6582 | 3.4716 | 3.2851 | 4.7238 | 4.3719 | 4.152 | 3.9321 | 3.7342 | 3.5363 | 3.3559 | 3.1756
Production of electricity by coal | i40.11.a | RO | https://setis.ec.europa.eu/system/files/ETRI_2014.pdf | p.42, Tab. 23+24, 2013 CAPEX ref value, share from ENTSO-E Transparency Platform Installed Capacity 2015 |  |  | 1908.1744 | 1908.1744 | 1908.1744 | 1908.1744 | 1908.1744 | 1908.1744 | 1908.1744 | 1908.1744 |  | 1.9082 | 1.9082 | 1.9082 | 1.9082 | 1.9082 | 1.9082 | 1.9082 | 1.9082 | 1627.7367 | 268.3838 | 147.6011 | 91.08 | 41.0693 | 36.7282 | 31.7793 | 125.8778
Production of electricity by gas | i40.11.b | RO | https://setis.ec.europa.eu/system/files/ETRI_2014.pdf | p.40, 2013 CAPEX ref value |  |  | 850 | 850 | 850 | 850 | 850 | 850 | 850 | 850 |  | 0.85 | 0.85 | 0.85 | 0.85 | 0.85 | 0.85 | 0.85 | 0.85 | 2550.9229 | 127.8831 | 118.1444 | 112.1689 | 63.6979 | 81.5526 | 62.4658 | 271.2079
Production of electricity by nuclear | i40.11.c | RO | https://setis.ec.europa.eu/system/files/ETRI_2014.pdf | p.58, 2013 CAPEX ref value |  |  | 4457.1429 | 4350 | 4225 | 4100 | 3950 | 3800 | 3775 | 3750 |  | 4.4571 | 4.35 | 4.225 | 4.1 | 3.95 | 3.8 | 3.775 | 3.75 | 105.04 | 102.515 | 1393.9683 | 193.2467 | 186.1767 | 179.1067 | 177.9283 | 176.75
Production of electricity by hydro | i40.11.d | RO | https://www.irena.org/publications/2020/Jun/Renewable-Power-Costs-in-2019 | Fig. 5.5, 2015-2019 weighted average for Europe | https://setis.ec.europa.eu/system/files/ETRI_2014.pdf | p.24-26, 2020-2050 CAPEX ref value, EU average, utility/commercial >2 MW without tracking | 1842.6929 | 1842.6929 | 1842.6929 | 1842.6929 | 1842.6929 | 1842.6929 | 1842.6929 | 1842.6929 | 0.91 | 1.6769 | 1.6769 | 1.6769 | 1.6769 | 1.6769 | 1.6769 | 1.6769 | 1.6769 | 381.9017 | 185.7102 | 185.7102 | 185.7102 | 185.7102 | 200.4877 | 186.8469 | 186.8469
Production of electricity by wind onshore | i40.11.e.1 | RO | https://www.irena.org/publications/2020/Jun/Renewable-Power-Costs-in-2019 | Fig. 2.5, 2011-2019 weighted average for Italy | https://setis.ec.europa.eu/system/files/ETRI_2014.pdf | p.14, 2020-2050 CAPEX ref value, EU average, utility/commercial >2 MW without tracking | 2218.7778 | 2161.5928 | 2121.5633 | 2081.5338 | 2001.4748 | 1921.4158 | 1841.3568 | 1761.2978 | 0.91 | 2.0191 | 1.967 | 1.9306 | 1.8942 | 1.8213 | 1.7485 | 1.6756 | 1.6028 | 300.4302 | 272.3006 | 1108.623 | 905.086 | 546.1824 | 536.4546 | 557.9554 | 684.9091
Production of electricity by wind offshore | i40.11.e.2 | RO | https://www.irena.org/publications/2020/Jun/Renewable-Power-Costs-in-2019 | Tab. 4.1, (2010+2019)/2 weighted average for Europe | https://setis.ec.europa.eu/system/files/ETRI_2014.pdf | p.16, 2020-2050 CAPEX ref value, EU average, utility/commercial >2 MW without tracking | 4376 | 3817.402 | 3618.579 | 3419.7559 | 3287.2073 | 3154.6586 | 3032.385 | 2910.1114 | 0.91 | 3.9822 | 3.4738 | 3.2929 | 3.112 | 2.9914 | 2.8707 | 2.7595 | 2.6482 | 0 | 0 | 0 | 0 | 0 | 0 | 0 | 0
Production of electricity by petroleum and other oil derivatives | i40.11.f | RO | https://setis.ec.europa.eu/system/files/ETRI_2014.pdf | p.44, 2013 CAPEX ref value |  |  | 2442.8571 | 2300 | 2300 | 2300 | 2300 | 2300 | 2250 | 2200 |  | 2.4429 | 2.3 | 2.3 | 2.3 | 2.3 | 2.3 | 2.25 | 2.2 | 94.9156 | 74.3674 | 50.6446 | 44.4017 | 7.8523 | 7.8523 | 7.6755 | 7.2254
Production of electricity by biomass and waste | i40.11.g | RO | https://setis.ec.europa.eu/system/files/ETRI_2014.pdf | p.70, 2013 CAPEX ref value |  |  | 2812.8571 | 2620 | 2495 | 2370 | 2260 | 2150 | 2050 | 1950 |  | 2.8129 | 2.62 | 2.495 | 2.37 | 2.26 | 2.15 | 2.05 | 1.95 | 78.2987 | 37.3845 | 20.3956 | 18.0951 | 20.7916 | 57.4158 | 50.5756 | 23.8406
Production of electricity by solar photovoltaic utility | i40.11.h.1 | RO | https://www.irena.org/publications/2020/Jun/Renewable-Power-Costs-in-2019 | Fig. 3.4, 2011-2019 weighted average for France | https://setis.ec.europa.eu/system/files/ETRI_2014.pdf | p.20, 2020-2050 CAPEX ref value, EU average, utility/commercial >2 MW without tracking | 2503.4421 | 2156.8117 | 1941.1305 | 1725.4493 | 1644.5689 | 1563.6885 | 1482.808 | 1401.9276 | 0.91 | 2.2781 | 1.9627 | 1.7664 | 1.5702 | 1.4966 | 1.423 | 1.3494 | 1.2758 | 238.4484 | 155.6543 | 128.8457 | 264.8879 | 162.4982 | 155.0757 | 678.7316 | 228.7493
Production of electricity by solar photovoltaic residential | i40.11.h.2 | RO | https://www.irena.org/publications/2020/Jun/Renewable-Power-Costs-in-2019 | Tab. 3.1, 2011-2019 weighted average for France | https://setis.ec.europa.eu/system/files/ETRI_2014.pdf | p.21, 2020-2050 CAPEX ref value, EU average, residential <100 kW | 4069.1111 | 3580.8178 | 3401.7769 | 3222.736 | 3125.0773 | 3027.4187 | 2946.0364 | 2864.6542 | 0.91 | 3.7029 | 3.2585 | 3.0956 | 2.9327 | 2.8438 | 2.755 | 2.6809 | 2.6068 | 0 | 0 | 0 | 0 | 0 | 0 | 0 | 0
Production of electricity by solar thermal | i40.11.i | RO | https://setis.ec.europa.eu/system/files/ETRI_2014.pdf | p.22, 2013 CAPEX ref value |  |  | 5285.7143 | 4500 | 4150 | 3800 | 3650 | 3500 | 3450 | 3400 | 0.91 | 4.81 | 4.095 | 3.7765 | 3.458 | 3.3215 | 3.185 | 3.1395 | 3.094 | 0 | 0 | 0 | 0 | 0 | 0 | 0 | 0
Production of electricity by tide, wave, ocean | i40.11.j | RO | https://setis.ec.europa.eu/system/files/ETRI_2014.pdf | p.34, 2013 CAPEX ref value |  |  | 8140 | 5790 | 5135 | 4480 | 3565 | 2650 | 2475 | 2300 |  | 8.14 | 5.79 | 5.135 | 4.48 | 3.565 | 2.65 | 2.475 | 2.3 | 0 | 0 | 0 | 0 | 0 | 0 | 0 | 0
Production of electricity by Geothermal | i40.11.k | RO | https://setis.ec.europa.eu/system/files/ETRI_2014.pdf | p.29, 2013 CAPEX ref value |  |  | 5370 | 4970 | 4720 | 4470 | 4245 | 4020 | 3815 | 3610 | 0.91 | 4.8867 | 4.5227 | 4.2952 | 4.0677 | 3.863 | 3.6582 | 3.4716 | 3.2851 | 0 | 0 | 0 | 0 | 0 | 0 | 0 | 0
Production of electricity by coal | i40.11.a | SE | https://setis.ec.europa.eu/system/files/ETRI_2014.pdf | p.42, Tab. 23+24, 2013 CAPEX ref value, share from ENTSO-E Transparency Platform Installed Capacity 2015 |  |  | 1600 | 1600 | 1600 | 1600 | 1600 | 1600 | 1600 | 1600 |  | 1.6 | 1.6 | 1.6 | 1.6 | 1.6 | 1.6 | 1.6 | 1.6 | 14.227 | 5.4246 | 5.4246 | 5.1296 | 0.74508 | 0.74508 | 0.74508 | 0.3192
Production of electricity by gas | i40.11.b | SE | https://setis.ec.europa.eu/system/files/ETRI_2014.pdf | p.40, 2013 CAPEX ref value |  |  | 850 | 850 | 850 | 850 | 850 | 850 | 850 | 850 |  | 0.85 | 0.85 | 0.85 | 0.85 | 0.85 | 0.85 | 0.85 | 0.85 | 33.102 | 196.4753 | 312.1029 | 92.947 | 321.03 | 124.1225 | 120.5155 | 215.8968
Production of electricity by nuclear | i40.11.c | SE | https://setis.ec.europa.eu/system/files/ETRI_2014.pdf | p.58, 2013 CAPEX ref value |  |  | 4457.1429 | 4350 | 4225 | 4100 | 3950 | 3800 | 3775 | 3750 |  | 4.4571 | 4.35 | 4.225 | 4.1 | 3.95 | 3.8 | 3.775 | 3.75 | 1514.8224 | 503.8344 | 489.3564 | 474.8784 | 457.5048 | 2498.4645 | 567.6744 | 563.915
Production of electricity by hydro | i40.11.d | SE | https://www.irena.org/publications/2020/Jun/Renewable-Power-Costs-in-2019 | Fig. 5.5, 2015-2019 weighted average for Europe | https://setis.ec.europa.eu/system/files/ETRI_2014.pdf | p.24-26, 2020-2050 CAPEX ref value, EU average, utility/commercial >2 MW without tracking | 1842.6929 | 1842.6929 | 1842.6929 | 1842.6929 | 1842.6929 | 1842.6929 | 1842.6929 | 1842.6929 | 0.91 | 1.6769 | 1.6769 | 1.6769 | 1.6769 | 1.6769 | 1.6769 | 1.6769 | 1.6769 | 1016.5907 | 547.9596 | 500.5549 | 468.711 | 589.0387 | 477.2172 | 634.5841 | 634.8399
Production of electricity by wind onshore | i40.11.e.1 | SE | https://www.irena.org/publications/2020/Jun/Renewable-Power-Costs-in-2019 | Fig. 2.5, 2011-2019 weighted average for Sweden | https://setis.ec.europa.eu/system/files/ETRI_2014.pdf | p.14, 2020-2050 CAPEX ref value, EU average, utility/commercial >2 MW without tracking | 1836.1111 | 1788.7887 | 1755.6629 | 1722.5372 | 1656.2858 | 1590.0344 | 1523.7829 | 1457.5315 | 0.91 | 1.6709 | 1.6278 | 1.5977 | 1.5675 | 1.5072 | 1.4469 | 1.3866 | 1.3264 | 1706.3164 | 614.9255 | 1027.7062 | 814.6321 | 523.4743 | 500.6397 | 613.9441 | 1039.2452
Production of electricity by wind offshore | i40.11.e.2 | SE | https://www.irena.org/publications/2020/Jun/Renewable-Power-Costs-in-2019 | Tab. 4.1, (2010+2019)/2 weighted average for Europe | https://setis.ec.europa.eu/system/files/ETRI_2014.pdf | p.16, 2020-2050 CAPEX ref value, EU average, utility/commercial >2 MW without tracking | 4376 | 3817.402 | 3618.579 | 3419.7559 | 3287.2073 | 3154.6586 | 3032.385 | 2910.1114 | 0.91 | 3.9822 | 3.4738 | 3.2929 | 3.112 | 2.9914 | 2.8707 | 2.7595 | 2.6482 | 43.9109 | 45.3477 | 74.4244 | 54.6046 | 32.8952 | 31.4497 | 40.0933 | 71.5875
Production of electricity by petroleum and other oil derivatives | i40.11.f | SE | https://setis.ec.europa.eu/system/files/ETRI_2014.pdf | p.44, 2013 CAPEX ref value |  |  | 2442.8571 | 2300 | 2300 | 2300 | 2300 | 2300 | 2250 | 2200 |  | 2.4429 | 2.3 | 2.3 | 2.3 | 2.3 | 2.3 | 2.25 | 2.2 | 206.4608 | 36.721 | 33.4845 | 33.4845 | 19.2221 | 0.95437 | 0 | 0
Production of electricity by biomass and waste | i40.11.g | SE | https://setis.ec.europa.eu/system/files/ETRI_2014.pdf | p.70, 2013 CAPEX ref value |  |  | 2812.8571 | 2620 | 2495 | 2370 | 2260 | 2150 | 2050 | 1950 |  | 2.8129 | 2.62 | 2.495 | 2.37 | 2.26 | 2.15 | 2.05 | 1.95 | 1292.3511 | 271.3025 | 267.6486 | 563.2936 | 261.6146 | 337.8706 | 354.856 | 319.0679
Production of electricity by solar photovoltaic utility | i40.11.h.1 | SE | https://www.irena.org/publications/2020/Jun/Renewable-Power-Costs-in-2019 | Fig. 3.4, 2011-2019 weighted average for the United Kingdom | https://setis.ec.europa.eu/system/files/ETRI_2014.pdf | p.20, 2020-2050 CAPEX ref value, EU average, utility/commercial >2 MW without tracking | 2040.9771 | 1758.3803 | 1582.5423 | 1406.7042 | 1340.765 | 1274.8257 | 1208.8864 | 1142.9472 | 0.91 | 1.8573 | 1.6001 | 1.4401 | 1.2801 | 1.2201 | 1.1601 | 1.1001 | 1.0401 | 2.8767 | 0.25336 | 0.16549 | 0.1471 | 0.14021 | 0.13331 | 0.13507 | 0.17817
Production of electricity by solar photovoltaic residential | i40.11.h.2 | SE | https://www.irena.org/publications/2020/Jun/Renewable-Power-Costs-in-2019 | Tab. 3.1, 2011-2019 (ex. 2011-2012) weighted average for the United Kingdom | https://setis.ec.europa.eu/system/files/ETRI_2014.pdf | p.21, 2020-2050 CAPEX ref value, EU average, residential <100 kW | 2900.7143 | 2552.6286 | 2424.9971 | 2297.3657 | 2227.7486 | 2158.1314 | 2100.1171 | 2042.1029 | 0.91 | 2.6397 | 2.3229 | 2.2067 | 2.0906 | 2.0273 | 1.9639 | 1.9111 | 1.8583 | 120.6086 | 10.8499 | 7.4808 | 7.087 | 6.8723 | 6.6575 | 6.9222 | 9.3911
Production of electricity by solar thermal | i40.11.i | SE | https://setis.ec.europa.eu/system/files/ETRI_2014.pdf | p.22, 2013 CAPEX ref value |  |  | 5285.7143 | 4500 | 4150 | 3800 | 3650 | 3500 | 3450 | 3400 | 0.91 | 4.81 | 4.095 | 3.7765 | 3.458 | 3.3215 | 3.185 | 3.1395 | 3.094 | 0 | 0 | 0 | 0 | 0 | 0 | 0 | 0
Production of electricity by tide, wave, ocean | i40.11.j | SE | https://setis.ec.europa.eu/system/files/ETRI_2014.pdf | p.34, 2013 CAPEX ref value |  |  | 8140 | 5790 | 5135 | 4480 | 3565 | 2650 | 2475 | 2300 |  | 8.14 | 5.79 | 5.135 | 4.48 | 3.565 | 2.65 | 2.475 | 2.3 | 0 | 0 | 0 | 0 | 0 | 0 | 0 | 0
Production of electricity by Geothermal | i40.11.k | SE | https://setis.ec.europa.eu/system/files/ETRI_2014.pdf | p.29, 2013 CAPEX ref value |  |  | 5370 | 4970 | 4720 | 4470 | 4245 | 4020 | 3815 | 3610 | 0.91 | 4.8867 | 4.5227 | 4.2952 | 4.0677 | 3.863 | 3.6582 | 3.4716 | 3.2851 | 0 | 0 | 0 | 0 | 0 | 0 | 0 | 0
Production of electricity by coal | i40.11.a | SI | https://setis.ec.europa.eu/system/files/ETRI_2014.pdf | p.42, Tab. 23+24, 2013 CAPEX ref value, share from ENTSO-E Transparency Platform Installed Capacity 2015 |  |  | 2000 | 2000 | 2000 | 2000 | 2000 | 2000 | 2000 | 2000 |  | 2 | 2 | 2 | 2 | 2 | 2 | 2 | 2 | 945.6015 | 39.6015 | 33.914 | 31.614 | 28.21 | 12.5 | 12.5 | 12.5
Production of electricity by gas | i40.11.b | SI | https://setis.ec.europa.eu/system/files/ETRI_2014.pdf | p.40, 2013 CAPEX ref value |  |  | 850 | 850 | 850 | 850 | 850 | 850 | 850 | 850 |  | 0.85 | 0.85 | 0.85 | 0.85 | 0.85 | 0.85 | 0.85 | 0.85 | 56.6642 | 13.3118 | 10.983 | 14.3089 | 57.5666 | 62.4373 | 23.6153 | 23.2127
Production of electricity by nuclear | i40.11.c | SI | https://setis.ec.europa.eu/system/files/ETRI_2014.pdf | p.58, 2013 CAPEX ref value |  |  | 4457.1429 | 4350 | 4225 | 4100 | 3950 | 3800 | 3775 | 3750 |  | 4.4571 | 4.35 | 4.225 | 4.1 | 3.95 | 3.8 | 3.775 | 3.75 | 52 | 50.75 | 49.2917 | 47.8333 | 46.0833 | 44.3333 | 385.1129 | 69.8125
Production of electricity by hydro | i40.11.d | SI | https://www.irena.org/publications/2020/Jun/Renewable-Power-Costs-in-2019 | Fig. 5.5, 2015-2019 weighted average for Europe | https://setis.ec.europa.eu/system/files/ETRI_2014.pdf | p.24-26, 2020-2050 CAPEX ref value, EU average, utility/commercial >2 MW without tracking | 1842.6929 | 1842.6929 | 1842.6929 | 1842.6929 | 1842.6929 | 1842.6929 | 1842.6929 | 1842.6929 | 0.91 | 1.6769 | 1.6769 | 1.6769 | 1.6769 | 1.6769 | 1.6769 | 1.6769 | 1.6769 | 31.2733 | 67.9683 | 34.096 | 57.5029 | 47.2792 | 55.1187 | 38.1834 | 74.0703
Production of electricity by wind onshore | i40.11.e.1 | SI | https://www.irena.org/publications/2020/Jun/Renewable-Power-Costs-in-2019 | Fig. 2.5, 2011-2019 weighted average for Italy | https://setis.ec.europa.eu/system/files/ETRI_2014.pdf | p.14, 2020-2050 CAPEX ref value, EU average, utility/commercial >2 MW without tracking | 2218.7778 | 2161.5928 | 2121.5633 | 2081.5338 | 2001.4748 | 1921.4158 | 1841.3568 | 1761.2978 | 0.91 | 2.0191 | 1.967 | 1.9306 | 1.8942 | 1.8213 | 1.7485 | 1.6756 | 1.6028 | 2.3926 | 95.3066 | 21.758 | 29.6334 | 26.3448 | 24.5917 | 18.5401 | 19.1573
Production of electricity by wind offshore | i40.11.e.2 | SI | https://www.irena.org/publications/2020/Jun/Renewable-Power-Costs-in-2019 | Tab. 4.1, (2010+2019)/2 weighted average for Europe | https://setis.ec.europa.eu/system/files/ETRI_2014.pdf | p.16, 2020-2050 CAPEX ref value, EU average, utility/commercial >2 MW without tracking | 4376 | 3817.402 | 3618.579 | 3419.7559 | 3287.2073 | 3154.6586 | 3032.385 | 2910.1114 | 0.91 | 3.9822 | 3.4738 | 3.2929 | 3.112 | 2.9914 | 2.8707 | 2.7595 | 2.6482 | 0 | 0 | 0 | 0 | 0 | 0 | 0 | 0
Production of electricity by petroleum and other oil derivatives | i40.11.f | SI | https://setis.ec.europa.eu/system/files/ETRI_2014.pdf | p.44, 2013 CAPEX ref value |  |  | 2442.8571 | 2300 | 2300 | 2300 | 2300 | 2300 | 2250 | 2200 |  | 2.4429 | 2.3 | 2.3 | 2.3 | 2.3 | 2.3 | 2.25 | 2.2 | 6.4235 | 1.9072 | 1.0644 | 1.0644 | 1.0644 | 0.9177 | 0.89775 | 0
Production of electricity by biomass and waste | i40.11.g | SI | https://setis.ec.europa.eu/system/files/ETRI_2014.pdf | p.70, 2013 CAPEX ref value |  |  | 2812.8571 | 2620 | 2495 | 2370 | 2260 | 2150 | 2050 | 1950 |  | 2.8129 | 2.62 | 2.495 | 2.37 | 2.26 | 2.15 | 2.05 | 1.95 | 5.7467 | 51.324 | 12.4469 | 11.2328 | 13.2654 | 60.4212 | 17.8893 | 12.8362
Production of electricity by solar photovoltaic utility | i40.11.h.1 | SI | https://www.irena.org/publications/2020/Jun/Renewable-Power-Costs-in-2019 | Fig. 3.4, 2011-2019 (ex. 2015-2016) weighted average for Italy | https://setis.ec.europa.eu/system/files/ETRI_2014.pdf | p.20, 2020-2050 CAPEX ref value, EU average, utility/commercial >2 MW without tracking | 2018.1247 | 1738.6921 | 1564.8229 | 1390.9536 | 1325.7527 | 1260.5517 | 1195.3508 | 1130.1498 | 0.91 | 1.8365 | 1.5822 | 1.424 | 1.2658 | 1.2064 | 1.1471 | 1.0878 | 1.0284 | 0 | 0 | 0 | 0 | 0 | 0 | 0 | 0
Production of electricity by solar photovoltaic residential | i40.11.h.2 | SI | https://www.irena.org/publications/2020/Jun/Renewable-Power-Costs-in-2019 | Tab. 3.1, 2011-2019 weighted average for Italy | https://setis.ec.europa.eu/system/files/ETRI_2014.pdf | p.21, 2020-2050 CAPEX ref value, EU average, residential <100 kW | 2742.6667 | 2413.5467 | 2292.8693 | 2172.192 | 2106.368 | 2040.544 | 1985.6907 | 1930.8373 | 0.91 | 2.4958 | 2.1963 | 2.0865 | 1.9767 | 1.9168 | 1.8569 | 1.807 | 1.7571 | 63.5937 | 70.5845 | 137.8597 | 144.7831 | 59.7438 | 57.8768 | 56.321 | 91.7656
Production of electricity by solar thermal | i40.11.i | SI | https://setis.ec.europa.eu/system/files/ETRI_2014.pdf | p.22, 2013 CAPEX ref value |  |  | 5285.7143 | 4500 | 4150 | 3800 | 3650 | 3500 | 3450 | 3400 | 0.91 | 4.81 | 4.095 | 3.7765 | 3.458 | 3.3215 | 3.185 | 3.1395 | 3.094 | 0 | 0 | 0 | 0 | 0 | 0 | 0 | 0
Production of electricity by tide, wave, ocean | i40.11.j | SI | https://setis.ec.europa.eu/system/files/ETRI_2014.pdf | p.34, 2013 CAPEX ref value |  |  | 8140 | 5790 | 5135 | 4480 | 3565 | 2650 | 2475 | 2300 |  | 8.14 | 5.79 | 5.135 | 4.48 | 3.565 | 2.65 | 2.475 | 2.3 | 0 | 0 | 0 | 0 | 0 | 0 | 0 | 0
Production of electricity by Geothermal | i40.11.k | SI | https://setis.ec.europa.eu/system/files/ETRI_2014.pdf | p.29, 2013 CAPEX ref value |  |  | 5370 | 4970 | 4720 | 4470 | 4245 | 4020 | 3815 | 3610 | 0.91 | 4.8867 | 4.5227 | 4.2952 | 4.0677 | 3.863 | 3.6582 | 3.4716 | 3.2851 | 0 | 0 | 0 | 0 | 0 | 0 | 0 | 0
Production of electricity by coal | i40.11.a | SK | https://setis.ec.europa.eu/system/files/ETRI_2014.pdf | p.42, Tab. 23+24, 2013 CAPEX ref value, share from ENTSO-E Transparency Platform Installed Capacity 2015 |  |  | 1825.3968 | 1825.3968 | 1825.3968 | 1825.3968 | 1825.3968 | 1825.3968 | 1825.3968 | 1825.3968 |  | 1.8254 | 1.8254 | 1.8254 | 1.8254 | 1.8254 | 1.8254 | 1.8254 | 1.8254 | 58.1509 | 36.1403 | 32.4692 | 22.0254 | 21.7739 | 20.8092 | 9.686 | 107.0006
Production of electricity by gas | i40.11.b | SK | https://setis.ec.europa.eu/system/files/ETRI_2014.pdf | p.40, 2013 CAPEX ref value |  |  | 850 | 850 | 850 | 850 | 850 | 850 | 850 | 850 |  | 0.85 | 0.85 | 0.85 | 0.85 | 0.85 | 0.85 | 0.85 | 0.85 | 63.6975 | 37.4988 | 37.4448 | 31.0853 | 24.4397 | 22.1459 | 77.4719 | 27.1508
Production of electricity by nuclear | i40.11.c | SK | https://setis.ec.europa.eu/system/files/ETRI_2014.pdf | p.58, 2013 CAPEX ref value |  |  | 4457.1429 | 4350 | 4225 | 4100 | 3950 | 3800 | 3775 | 3750 |  | 4.4571 | 4.35 | 4.225 | 4.1 | 3.95 | 3.8 | 3.775 | 3.75 | 144.1143 | 970.05 | 198.575 | 1258.7 | 264.65 | 254.6 | 190.0083 | 188.75
Production of electricity by hydro | i40.11.d | SK | https://www.irena.org/publications/2020/Jun/Renewable-Power-Costs-in-2019 | Fig. 5.5, 2015-2019 weighted average for Europe | https://setis.ec.europa.eu/system/files/ETRI_2014.pdf | p.24-26, 2020-2050 CAPEX ref value, EU average, utility/commercial >2 MW without tracking | 1842.6929 | 1842.6929 | 1842.6929 | 1842.6929 | 1842.6929 | 1842.6929 | 1842.6929 | 1842.6929 | 0.91 | 1.6769 | 1.6769 | 1.6769 | 1.6769 | 1.6769 | 1.6769 | 1.6769 | 1.6769 | 44.9116 | 87.7038 | 48.2034 | 48.2034 | 48.2034 | 48.2034 | 96.874 | 62.3964
Production of electricity by wind onshore | i40.11.e.1 | SK | https://www.irena.org/publications/2020/Jun/Renewable-Power-Costs-in-2019 | Fig. 2.5, 2011-2019 weighted average for Germany | https://setis.ec.europa.eu/system/files/ETRI_2014.pdf | p.14, 2020-2050 CAPEX ref value, EU average, utility/commercial >2 MW without tracking | 1988.1111 | 1936.8711 | 1901.0032 | 1865.1352 | 1793.3992 | 1721.6632 | 1649.9273 | 1578.1913 | 0.91 | 1.8092 | 1.7626 | 1.7299 | 1.6973 | 1.632 | 1.5667 | 1.5014 | 1.4362 | 0.4523 | 6.5028 | 1.4064 | 1.2971 | 1.2472 | 3.0773 | 37.4821 | 20.9164
Production of electricity by wind offshore | i40.11.e.2 | SK | https://www.irena.org/publications/2020/Jun/Renewable-Power-Costs-in-2019 | Tab. 4.1, (2010+2019)/2 weighted average for Europe | https://setis.ec.europa.eu/system/files/ETRI_2014.pdf | p.16, 2020-2050 CAPEX ref value, EU average, utility/commercial >2 MW without tracking | 4376 | 3817.402 | 3618.579 | 3419.7559 | 3287.2073 | 3154.6586 | 3032.385 | 2910.1114 | 0.91 | 3.9822 | 3.4738 | 3.2929 | 3.112 | 2.9914 | 2.8707 | 2.7595 | 2.6482 | 0 | 0 | 0 | 0 | 0 | 0 | 0 | 0
Production of electricity by petroleum and other oil derivatives | i40.11.f | SK | https://setis.ec.europa.eu/system/files/ETRI_2014.pdf | p.44, 2013 CAPEX ref value |  |  | 2442.8571 | 2300 | 2300 | 2300 | 2300 | 2300 | 2250 | 2200 |  | 2.4429 | 2.3 | 2.3 | 2.3 | 2.3 | 2.3 | 2.25 | 2.2 | 244.0547 | 5.5325 | 5.5325 | 5.5325 | 1.9741 | 1.9741 | 1.9312 | 0.2073
Production of electricity by biomass and waste | i40.11.g | SK | https://setis.ec.europa.eu/system/files/ETRI_2014.pdf | p.70, 2013 CAPEX ref value |  |  | 2812.8571 | 2620 | 2495 | 2370 | 2260 | 2150 | 2050 | 1950 |  | 2.8129 | 2.62 | 2.495 | 2.37 | 2.26 | 2.15 | 2.05 | 1.95 | 41.143 | 79.7985 | 34.8424 | 32.1909 | 30.057 | 29.9527 | 113.9768 | 36.0381
Production of electricity by solar photovoltaic utility | i40.11.h.1 | SK | https://www.irena.org/publications/2020/Jun/Renewable-Power-Costs-in-2019 | Fig. 3.4, 2011-2019 weighted average for Germany | https://setis.ec.europa.eu/system/files/ETRI_2014.pdf | p.20, 2020-2050 CAPEX ref value, EU average, utility/commercial >2 MW without tracking | 1608.2726 | 1385.5887 | 1247.0298 | 1108.4709 | 1056.5114 | 1004.5518 | 952.5922 | 900.6326 | 0.91 | 1.4635 | 1.2609 | 1.1348 | 1.0087 | 0.96143 | 0.91414 | 0.86686 | 0.81958 | 31.419 | 30.2068 | 24.8326 | 34.8954 | 35.2965 | 35.4973 | 79.5734 | 35.1241
Production of electricity by solar photovoltaic residential | i40.11.h.2 | SK | https://www.irena.org/publications/2020/Jun/Renewable-Power-Costs-in-2019 | Tab. 3.1, 2011-2019 weighted average for Germany | https://setis.ec.europa.eu/system/files/ETRI_2014.pdf | p.21, 2020-2050 CAPEX ref value, EU average, residential <100 kW | 2164.4444 | 1904.7111 | 1809.4756 | 1714.24 | 1662.2933 | 1610.3467 | 1567.0578 | 1523.7689 | 0.91 | 1.9696 | 1.7333 | 1.6466 | 1.56 | 1.5127 | 1.4654 | 1.426 | 1.3866 | 5.6174 | 5.5164 | 4.7869 | 7.1692 | 7.3777 | 7.5596 | 17.3901 | 7.8947
Production of electricity by solar thermal | i40.11.i | SK | https://setis.ec.europa.eu/system/files/ETRI_2014.pdf | p.22, 2013 CAPEX ref value |  |  | 5285.7143 | 4500 | 4150 | 3800 | 3650 | 3500 | 3450 | 3400 | 0.91 | 4.81 | 4.095 | 3.7765 | 3.458 | 3.3215 | 3.185 | 3.1395 | 3.094 | 0 | 0 | 0 | 0 | 0 | 0 | 0 | 0
Production of electricity by tide, wave, ocean | i40.11.j | SK | https://setis.ec.europa.eu/system/files/ETRI_2014.pdf | p.34, 2013 CAPEX ref value |  |  | 8140 | 5790 | 5135 | 4480 | 3565 | 2650 | 2475 | 2300 |  | 8.14 | 5.79 | 5.135 | 4.48 | 3.565 | 2.65 | 2.475 | 2.3 | 0 | 0 | 0 | 0 | 0 | 0 | 0 | 0
Production of electricity by Geothermal | i40.11.k | SK | https://setis.ec.europa.eu/system/files/ETRI_2014.pdf | p.29, 2013 CAPEX ref value |  |  | 5370 | 4970 | 4720 | 4470 | 4245 | 4020 | 3815 | 3610 | 0.91 | 4.8867 | 4.5227 | 4.2952 | 4.0677 | 3.863 | 3.6582 | 3.4716 | 3.2851 | 0 | 0 | 0 | 0 | 0 | 0 | 0 | 0
Production of electricity by coal | i40.11.a | GB | https://setis.ec.europa.eu/system/files/ETRI_2014.pdf | p.42, Tab. 23+24, 2013 CAPEX ref value, share from ENTSO-E Transparency Platform Installed Capacity 2015 |  |  | 1600 | 1600 | 1600 | 1600 | 1600 | 1600 | 1600 | 1600 |  | 1.6 | 1.6 | 1.6 | 1.6 | 1.6 | 1.6 | 1.6 | 1.6 | 749.395 | 445.9794 | 92.9044 | 20.0404 | 19.1056 | 17.9656 | 17.9656 | 17.92
Production of electricity by gas | i40.11.b | GB | https://setis.ec.europa.eu/system/files/ETRI_2014.pdf | p.40, 2013 CAPEX ref value |  |  | 850 | 850 | 850 | 850 | 850 | 850 | 850 | 850 |  | 0.85 | 0.85 | 0.85 | 0.85 | 0.85 | 0.85 | 0.85 | 0.85 | 962.0156 | 1235.3266 | 1040.462 | 1085.4875 | 1959.9101 | 2276.7644 | 1447.1986 | 1306.2098
Production of electricity by nuclear | i40.11.c | GB | https://setis.ec.europa.eu/system/files/ETRI_2014.pdf | p.58, 2013 CAPEX ref value |  |  | 4457.1429 | 4350 | 4225 | 4100 | 3950 | 3800 | 3775 | 3750 |  | 4.4571 | 4.35 | 4.225 | 4.1 | 3.95 | 3.8 | 3.775 | 3.75 | 696.3543 | 644.09 | 550.0246 | 5238.365 | 784.865 | 1109.0933 | 2126.7092 | 3556.375
Production of electricity by hydro | i40.11.d | GB | https://www.irena.org/publications/2020/Jun/Renewable-Power-Costs-in-2019 | Fig. 5.5, 2015-2019 weighted average for Europe | https://setis.ec.europa.eu/system/files/ETRI_2014.pdf | p.24-26, 2020-2050 CAPEX ref value, EU average, utility/commercial >2 MW without tracking | 1842.6929 | 1842.6929 | 1842.6929 | 1842.6929 | 1842.6929 | 1842.6929 | 1842.6929 | 1842.6929 | 0.91 | 1.6769 | 1.6769 | 1.6769 | 1.6769 | 1.6769 | 1.6769 | 1.6769 | 1.6769 | 387.6722 | 82.7437 | 50.0404 | 50.0404 | 50.0404 | 50.0404 | 50.6651 | 59.5603
Production of electricity by wind onshore | i40.11.e.1 | GB | https://www.irena.org/publications/2020/Jun/Renewable-Power-Costs-in-2019 | Fig. 2.5, 2011-2019 weighted average for the United Kingdom | https://setis.ec.europa.eu/system/files/ETRI_2014.pdf | p.14, 2020-2050 CAPEX ref value, EU average, utility/commercial >2 MW without tracking | 2160 | 2104.3299 | 2065.3608 | 2026.3918 | 1948.4536 | 1870.5155 | 1792.5773 | 1714.6392 | 0.91 | 1.9656 | 1.9149 | 1.8795 | 1.844 | 1.7731 | 1.7022 | 1.6312 | 1.5603 | 2118.0387 | 6761.0266 | 1721.246 | 1587.4435 | 1526.388 | 1718.4592 | 2441.8089 | 2295.7155
Production of electricity by wind offshore | i40.11.e.2 | GB | https://www.irena.org/publications/2020/Jun/Renewable-Power-Costs-in-2019 | Tab. 4.1, (2010+2019)/2 weighted average for the United Kingdom | https://setis.ec.europa.eu/system/files/ETRI_2014.pdf | p.16, 2020-2050 CAPEX ref value, EU average, utility/commercial >2 MW without tracking | 4557 | 3975.2973 | 3768.2505 | 3561.2038 | 3423.1727 | 3285.1415 | 3157.8104 | 3030.4794 | 0.91 | 4.1469 | 3.6175 | 3.4291 | 3.2407 | 3.1151 | 2.9895 | 2.8736 | 2.7577 | 3459.5377 | 6826.939 | 1483.7638 | 1285.3851 | 1235.564 | 1424.7106 | 2116.7818 | 1971.9201
Production of electricity by petroleum and other oil derivatives | i40.11.f | GB | https://setis.ec.europa.eu/system/files/ETRI_2014.pdf | p.44, 2013 CAPEX ref value |  |  | 2442.8571 | 2300 | 2300 | 2300 | 2300 | 2300 | 2250 | 2200 |  | 2.4429 | 2.3 | 2.3 | 2.3 | 2.3 | 2.3 | 2.25 | 2.2 | 155.451 | 81.1671 | 79.2789 | 76.6814 | 44.3003 | 31.85 | 25.2168 | 21.2836
Production of electricity by biomass and waste | i40.11.g | GB | https://setis.ec.europa.eu/system/files/ETRI_2014.pdf | p.70, 2013 CAPEX ref value |  |  | 2812.8571 | 2620 | 2495 | 2370 | 2260 | 2150 | 2050 | 1950 |  | 2.8129 | 2.62 | 2.495 | 2.37 | 2.26 | 2.15 | 2.05 | 1.95 | 2317.4651 | 8935.2828 | 1723.7956 | 1634.7349 | 1550.1626 | 1468.2205 | 1688.3118 | 1552.1909
Production of electricity by solar photovoltaic utility | i40.11.h.1 | GB | https://www.irena.org/publications/2020/Jun/Renewable-Power-Costs-in-2019 | Fig. 3.4, 2011-2019 weighted average for the United Kingdom | https://setis.ec.europa.eu/system/files/ETRI_2014.pdf | p.20, 2020-2050 CAPEX ref value, EU average, utility/commercial >2 MW without tracking | 2040.9771 | 1758.3803 | 1582.5423 | 1406.7042 | 1340.765 | 1274.8257 | 1208.8864 | 1142.9472 | 0.91 | 1.8573 | 1.6001 | 1.4401 | 1.2801 | 1.2201 | 1.1601 | 1.1001 | 1.0401 | 5852.4874 | 709.0566 | 399.1433 | 354.794 | 338.1631 | 321.5321 | 316.3313 | 312.4678
Production of electricity by solar photovoltaic residential | i40.11.h.2 | GB | https://www.irena.org/publications/2020/Jun/Renewable-Power-Costs-in-2019 | Tab. 3.1, 2011-2019 (ex. 2011-2012) weighted average for the United Kingdom | https://setis.ec.europa.eu/system/files/ETRI_2014.pdf | p.21, 2020-2050 CAPEX ref value, EU average, residential <100 kW | 2900.7143 | 2552.6286 | 2424.9971 | 2297.3657 | 2227.7486 | 2158.1314 | 2100.1171 | 2042.1029 | 0.91 | 2.6397 | 2.3229 | 2.2067 | 2.0906 | 2.0273 | 1.9639 | 1.9111 | 1.8583 | 3460.4853 | 611.2195 | 363.1836 | 344.0687 | 333.6424 | 323.216 | 326.3185 | 331.5112
Production of electricity by solar thermal | i40.11.i | GB | https://setis.ec.europa.eu/system/files/ETRI_2014.pdf | p.22, 2013 CAPEX ref value |  |  | 5285.7143 | 4500 | 4150 | 3800 | 3650 | 3500 | 3450 | 3400 | 0.91 | 4.81 | 4.095 | 3.7765 | 3.458 | 3.3215 | 3.185 | 3.1395 | 3.094 | 0 | 0 | 0 | 0 | 0 | 0 | 0 | 0
Production of electricity by tide, wave, ocean | i40.11.j | GB | https://setis.ec.europa.eu/system/files/ETRI_2014.pdf | p.34, 2013 CAPEX ref value |  |  | 8140 | 5790 | 5135 | 4480 | 3565 | 2650 | 2475 | 2300 |  | 8.14 | 5.79 | 5.135 | 4.48 | 3.565 | 2.65 | 2.475 | 2.3 | 1.628 | 142.407 | 48.6387 | 29.942 | 23.3646 | 20.7934 | 16.1462 | 15.0046
Production of electricity by Geothermal | i40.11.k | GB | https://setis.ec.europa.eu/system/files/ETRI_2014.pdf | p.29, 2013 CAPEX ref value |  |  | 5370 | 4970 | 4720 | 4470 | 4245 | 4020 | 3815 | 3610 | 0.91 | 4.8867 | 4.5227 | 4.2952 | 4.0677 | 3.863 | 3.6582 | 3.4716 | 3.2851 | 0 | 0 | 0 | 0 | 0 | 0 | 0 | 0
Note on P1: Cerny: Source of the average USD to EUR exchange rate: https://www.statista.com/statistics/247851/exchange-rate-between-the-euro-and-us-dollar-since-1999/
Note on Q1: Cerny: million EUR
Note on Y1: Cerny: million EUR
Note on H2: Cerny: original value for 2013, value for 2015 constructed based on interpolation
Note on H3: Cerny: original value for 2013, value for 2015 constructed based on interpolation
Note on H4: Cerny: original value for 2013, value for 2015 constructed based on interpolation
Note on G6: Cerny: Values for 2020-2050 derived using the IRENA number for 2015
Note on H6: Cerny: Germany
Note on G7: Cerny: Values for 2020-2050 derived using the IRENA number for 2015
Note on H8: Cerny: original value for 2013, value for 2015 constructed based on interpolation
Note on H9: Cerny: original value for 2013, value for 2015 constructed based on interpolation
Note on G10: Cerny: Values for 2020-2050 derived using the IRENA number for 2015
Note on H10: Cerny: Germany
Note on G11: Cerny: Values for 2020-2050 derived using the IRENA number for 2015
Note on H11: Cerny: Germany
Note on H12: Cerny: original value for 2013, value for 2015 constructed based on interpolation
Note on H13: Cerny: original value for 2013, value for 2015 constructed based on interpolation
Note on H14: Cerny: original value for 2013, value for 2015 constructed based on interpolation
Note on H15: Cerny: original value for 2013, value for 2015 constructed based on interpolation
Note on H16: Cerny: original value for 2013, value for 2015 constructed based on interpolation
Note on H17: Cerny: original value for 2013, value for 2015 constructed based on interpolation
Note on H19: Cerny: Germany
Note on H21: Cerny: original value for 2013, value for 2015 constructed based on interpolation
Note on H22: Cerny: original value for 2013, value for 2015 constructed based on interpolation
Note on H23: Cerny: Germany
Note on H24: Cerny: Germany
Note on H25: Cerny: original value for 2013, value for 2015 constructed based on interpolation
Note on H26: Cerny: original value for 2013, value for 2015 constructed based on interpolation
Note on H27: Cerny: original value for 2013, value for 2015 constructed based on interpolation
Note on H28: Cerny: original value for 2013, value for 2015 constructed based on interpolation
Note on H29: Cerny: original value for 2013, value for 2015 constructed based on interpolation
Note on H30: Cerny: original value for 2013, value for 2015 constructed based on interpolation
Note on H32: Cerny: Italy
Note on H34: Cerny: original value for 2013, value for 2015 constructed based on interpolation
Note on H35: Cerny: original value for 2013, value for 2015 constructed based on interpolation
Note on H36: Cerny: Italy
Note on H37: Cerny: Italy
Note on H38: Cerny: original value for 2013, value for 2015 constructed based on interpolation
Note on H39: Cerny: original value for 2013, value for 2015 constructed based on interpolation
Note on H40: Cerny: original value for 2013, value for 2015 constructed based on interpolation
Note on H41: Cerny: Greece original value for 2013, value for 2015 constructed based on interpolation
Note on H42: Cerny: original value for 2013, value for 2015 constructed based on interpolation
Note on H43: Cerny: original value for 2013, value for 2015 constructed based on interpolation
Note on H45: Cerny: Italy
Note on H47: Cerny: original value for 2013, value for 2015 constructed based on interpolation
Note on H48: Cerny: original value for 2013, value for 2015 constructed based on interpolation
Note on H49: Cerny: Italy
Note on H50: Cerny: Italy
Note on H51: Cerny: original value for 2013, value for 2015 constructed based on interpolation
Note on H52: Cerny: original value for 2013, value for 2015 constructed based on interpolation
Note on H53: Cerny: original value for 2013, value for 2015 constructed based on interpolation
Note on H54: Cerny: original value for 2013, value for 2015 constructed based on interpolation
Note on H55: Cerny: original value for 2013, value for 2015 constructed based on interpolation
Note on H56: Cerny: original value for 2013, value for 2015 constructed based on interpolation
Note on H58: Cerny: Germany
Note on H60: Cerny: original value for 2013, value for 2015 constructed based on interpolation
Note on H61: Cerny: original value for 2013, value for 2015 constructed based on interpolation
Note on H62: Cerny: Germany
Note on H63: Cerny: Germany
Note on H64: Cerny: original value for 2013, value for 2015 constructed based on interpolation
Note on H65: Cerny: original value for 2013, value for 2015 constructed based on interpolation
Note on H66: Cerny: original value for 2013, value for 2015 constructed based on interpolation
Note on H67: Cerny: original value for 2013, value for 2015 constructed based on interpolation
Note on H68: Cerny: original value for 2013, value for 2015 constructed based on interpolation
Note on H69: Cerny: original value for 2013, value for 2015 constructed based on interpolation
Note on H73: Cerny: original value for 2013, value for 2015 constructed based on interpolation
Note on H74: Cerny: original value for 2013, value for 2015 constructed based on interpolation
Note on H77: Cerny: original value for 2013, value for 2015 constructed based on interpolation
Note on H78: Cerny: original value for 2013, value for 2015 constructed based on interpolation
Note on H79: Cerny: original value for 2013, value for 2015 constructed based on interpolation
Note on H80: Cerny: original value for 2013, value for 2015 constructed based on interpolation
Note on H81: Cerny: original value for 2013, value for 2015 constructed based on interpolation
Note on H82: Cerny: original value for 2013, value for 2015 constructed based on interpolation
Note on H86: Cerny: original value for 2013, value for 2015 constructed based on interpolation
Note on H87: Cerny: original value for 2013, value for 2015 constructed based on interpolation
Note on H88: Cerny: Germany
Note on H89: Cerny: Germany
Note on H90: Cerny: original value for 2013, value for 2015 constructed based on interpolation
Note on H91: Cerny: original value for 2013, value for 2015 constructed based on interpolation
Note on H92: Cerny: original value for 2013, value for 2015 constructed based on interpolation
Note on H93: Cerny: Finland original value for 2013, value for 2015 constructed based on interpolation
Note on H94: Cerny: original value for 2013, value for 2015 constructed based on interpolation
Note on H95: Cerny: original value for 2013, value for 2015 constructed based on interpolation
Note on H97: Cerny: Sweden
Note on H99: Cerny: original value for 2013, value for 2015 constructed based on interpolation
Note on H100: Cerny: original value for 2013, value for 2015 constructed based on interpolation
Note on H101: Cerny: United Kingdom
Note on H102: Cerny: United Kingdom
Note on H103: Cerny: original value for 2013, value for 2015 constructed based on interpolation
Note on H104: Cerny: original value for 2013, value for 2015 constructed based on interpolation
Note on H105: Cerny: original value for 2013, value for 2015 constructed based on interpolation
Note on H106: Cerny: original value for 2013, value for 2015 constructed based on interpolation
Note on H107: Cerny: original value for 2013, value for 2015 constructed based on interpolation
Note on H108: Cerny: original value for 2013, value for 2015 constructed based on interpolation
Note on H112: Cerny: original value for 2013, value for 2015 constructed based on interpolation
Note on H113: Cerny: original value for 2013, value for 2015 constructed based on interpolation
Note on H116: Cerny: original value for 2013, value for 2015 constructed based on interpolation
Note on H117: Cerny: original value for 2013, value for 2015 constructed based on interpolation
Note on H118: Cerny: original value for 2013, value for 2015 constructed based on interpolation
Note on H119: Cerny: original value for 2013, value for 2015 constructed based on interpolation
Note on H120: Cerny: original value for 2013, value for 2015 constructed based on interpolation
Note on H121: Cerny: original value for 2013, value for 2015 constructed based on interpolation
Note on H123: Cerny: Sweden
Note on H125: Cerny: original value for 2013, value for 2015 constructed based on interpolation
Note on H126: Cerny: original value for 2013, value for 2015 constructed based on interpolation
Note on H127: Cerny: United Kingdom
Note on H128: Cerny: United Kingdom
Note on H129: Cerny: original value for 2013, value for 2015 constructed based on interpolation
Note on H130: Cerny: original value for 2013, value for 2015 constructed based on interpolation
Note on H131: Cerny: original value for 2013, value for 2015 constructed based on interpolation
Note on H132: Cerny: original value for 2013, value for 2015 constructed based on interpolation
Note on H133: Cerny: original value for 2013, value for 2015 constructed based on interpolation
Note on H134: Cerny: original value for 2013, value for 2015 constructed based on interpolation
Note on H138: Cerny: original value for 2013, value for 2015 constructed based on interpolation
Note on H139: Cerny: original value for 2013, value for 2015 constructed based on interpolation
Note on H142: Cerny: original value for 2013, value for 2015 constructed based on interpolation
Note on H143: Cerny: original value for 2013, value for 2015 constructed based on interpolation
Note on H144: Cerny: original value for 2013, value for 2015 constructed based on interpolation
Note on H145: Cerny: original value for 2013, value for 2015 constructed based on interpolation
Note on H146: Cerny: original value for 2013, value for 2015 constructed based on interpolation
Note on H147: Cerny: original value for 2013, value for 2015 constructed based on interpolation
Note on H149: Cerny: Italy
Note on H151: Cerny: original value for 2013, value for 2015 constructed based on interpolation
Note on H152: Cerny: original value for 2013, value for 2015 constructed based on interpolation
Note on H153: Cerny: Italy
Note on H154: Cerny: Italy
Note on H155: Cerny: original value for 2013, value for 2015 constructed based on interpolation
Note on H156: Cerny: original value for 2013, value for 2015 constructed based on interpolation
Note on H157: Cerny: original value for 2013, value for 2015 constructed based on interpolation
Note on H158: Cerny: original value for 2013, value for 2015 constructed based on interpolation
Note on H159: Cerny: original value for 2013, value for 2015 constructed based on interpolation
Note on H160: Cerny: original value for 2013, value for 2015 constructed based on interpolation
Note on H162: Cerny: Italy
Note on H164: Cerny: original value for 2013, value for 2015 constructed based on interpolation
Note on H165: Cerny: original value for 2013, value for 2015 constructed based on interpolation
Note on H166: Cerny: Italy
Note on H167: Cerny: Italy
Note on H168: Cerny: original value for 2013, value for 2015 constructed based on interpolation
Note on H169: Cerny: original value for 2013, value for 2015 constructed based on interpolation
Note on H170: Cerny: original value for 2013, value for 2015 constructed based on interpolation
Note on H171: Cerny: original value for 2013, value for 2015 constructed based on interpolation
Note on H172: Cerny: original value for 2013, value for 2015 constructed based on interpolation
Note on H173: Cerny: original value for 2013, value for 2015 constructed based on interpolation
Note on H175: Cerny: Italy
Note on H177: Cerny: original value for 2013, value for 2015 constructed based on interpolation
Note on H178: Cerny: original value for 2013, value for 2015 constructed based on interpolation
Note on H179: Cerny: France
Note on H180: Cerny: France
Note on H181: Cerny: original value for 2013, value for 2015 constructed based on interpolation
Note on H182: Cerny: original value for 2013, value for 2015 constructed based on interpolation
Note on H183: Cerny: original value for 2013, value for 2015 constructed based on interpolation
Note on H184: Cerny: original value for 2013, value for 2015 constructed based on interpolation
Note on H185: Cerny: original value for 2013, value for 2015 constructed based on interpolation
Note on H186: Cerny: original value for 2013, value for 2015 constructed based on interpolation
Note on H188: Cerny: United Kingdom
Note on H189: Cerny: United Kingdom
Note on H190: Cerny: original value for 2013, value for 2015 constructed based on interpolation
Note on H191: Cerny: original value for 2013, value for 2015 constructed based on interpolation
Note on H192: Cerny: United Kingdom
Note on H193: Cerny: United Kingdom
Note on H194: Cerny: original value for 2013, value for 2015 constructed based on interpolation
Note on H195: Cerny: original value for 2013, value for 2015 constructed based on interpolation
Note on H196: Cerny: original value for 2013, value for 2015 constructed based on interpolation
Note on H197: Cerny: original value for 2013, value for 2015 constructed based on interpolation
Note on H198: Cerny: original value for 2013, value for 2015 constructed based on interpolation
Note on H199: Cerny: original value for 2013, value for 2015 constructed based on interpolation
Note on H203: Cerny: original value for 2013, value for 2015 constructed based on interpolation
Note on H204: Cerny: original value for 2013, value for 2015 constructed based on interpolation
Note on H207: Cerny: original value for 2013, value for 2015 constructed based on interpolation
Note on H208: Cerny: original value for 2013, value for 2015 constructed based on interpolation
Note on H209: Cerny: original value for 2013, value for 2015 constructed based on interpolation
Note on H210: Cerny: Finland original value for 2013, value for 2015 constructed based on interpolation
Note on H211: Cerny: original value for 2013, value for 2015 constructed based on interpolation
Note on H212: Cerny: original value for 2013, value for 2015 constructed based on interpolation
Note on H214: Cerny: Sweden
Note on H216: Cerny: original value for 2013, value for 2015 constructed based on interpolation
Note on H217: Cerny: original value for 2013, value for 2015 constructed based on interpolation
Note on H218: Cerny: United Kingdom
Note on H219: Cerny: United Kingdom
Note on H220: Cerny: original value for 2013, value for 2015 constructed based on interpolation
Note on H221: Cerny: original value for 2013, value for 2015 constructed based on interpolation
Note on H222: Cerny: original value for 2013, value for 2015 constructed based on interpolation
Note on H223: Cerny: Belgium original value for 2013, value for 2015 constructed based on interpolation
Note on H224: Cerny: original value for 2013, value for 2015 constructed based on interpolation
Note on H225: Cerny: original value for 2013, value for 2015 constructed based on interpolation
Note on H227: Cerny: Germany
Note on H229: Cerny: original value for 2013, value for 2015 constructed based on interpolation
Note on H230: Cerny: original value for 2013, value for 2015 constructed based on interpolation
Note on H231: Cerny: Germany
Note on H232: Cerny: Germany
Note on H233: Cerny: original value for 2013, value for 2015 constructed based on interpolation
Note on H234: Cerny: original value for 2013, value for 2015 constructed based on interpolation
Note on H235: Cerny: original value for 2013, value for 2015 constructed based on interpolation
Note on H236: Cerny: Finland original value for 2013, value for 2015 constructed based on interpolation
Note on H237: Cerny: original value for 2013, value for 2015 constructed based on interpolation
Note on H238: Cerny: original value for 2013, value for 2015 constructed based on interpolation
Note on H240: Cerny: Sweden
Note on H242: Cerny: original value for 2013, value for 2015 constructed based on interpolation
Note on H243: Cerny: original value for 2013, value for 2015 constructed based on interpolation
Note on H244: Cerny: United Kingdom
Note on H245: Cerny: United Kingdom
Note on H246: Cerny: original value for 2013, value for 2015 constructed based on interpolation
Note on H247: Cerny: original value for 2013, value for 2015 constructed based on interpolation
Note on H248: Cerny: original value for 2013, value for 2015 constructed based on interpolation
Note on H249: Cerny: Italy original value for 2013, value for 2015 constructed based on interpolation
Note on H250: Cerny: original value for 2013, value for 2015 constructed based on interpolation
Note on H251: Cerny: original value for 2013, value for 2015 constructed based on interpolation
Note on H253: Cerny: Italy
Note on H255: Cerny: original value for 2013, value for 2015 constructed based on interpolation
Note on H256: Cerny: original value for 2013, value for 2015 constructed based on interpolation
Note on H257: Cerny: Italy
Note on H258: Cerny: Italy
Note on H259: Cerny: original value for 2013, value for 2015 constructed based on interpolation
Note on H260: Cerny: original value for 2013, value for 2015 constructed based on interpolation
Note on H261: Cerny: original value for 2013, value for 2015 constructed based on interpolation
Note on H262: Cerny: original value for 2013, value for 2015 constructed based on interpolation
Note on H263: Cerny: original value for 2013, value for 2015 constructed based on interpolation
Note on H264: Cerny: original value for 2013, value for 2015 constructed based on interpolation
Note on H266: Cerny: Germany
Note on H267: Cerny: Belgium
Note on H268: Cerny: original value for 2013, value for 2015 constructed based on interpolation
Note on H269: Cerny: original value for 2013, value for 2015 constructed based on interpolation
Note on H270: Cerny: Germany
Note on H271: Cerny: Germany
Note on H272: Cerny: original value for 2013, value for 2015 constructed based on interpolation
Note on H273: Cerny: original value for 2013, value for 2015 constructed based on interpolation
Note on H274: Cerny: original value for 2013, value for 2015 constructed based on interpolation
Note on H275: Cerny: original value for 2013, value for 2015 constructed based on interpolation
Note on H276: Cerny: original value for 2013, value for 2015 constructed based on interpolation
Note on H277: Cerny: original value for 2013, value for 2015 constructed based on interpolation
Note on H279: Cerny: Germany
Note on H281: Cerny: original value for 2013, value for 2015 constructed based on interpolation
Note on H282: Cerny: original value for 2013, value for 2015 constructed based on interpolation
Note on H283: Cerny: Germany
Note on H284: Cerny: Germany
Note on H285: Cerny: original value for 2013, value for 2015 constructed based on interpolation
Note on H286: Cerny: original value for 2013, value for 2015 constructed based on interpolation
Note on H287: Cerny: original value for 2013, value for 2015 constructed based on interpolation
Note on H288: Cerny: original value for 2013, value for 2015 constructed based on interpolation
Note on H289: Cerny: original value for 2013, value for 2015 constructed based on interpolation
Note on H290: Cerny: original value for 2013, value for 2015 constructed based on interpolation
Note on H292: Cerny: Spain
Note on H294: Cerny: original value for 2013, value for 2015 constructed based on interpolation
Note on H295: Cerny: original value for 2013, value for 2015 constructed based on interpolation
Note on H296: Cerny: Spain
Note on H297: Cerny: Spain
Note on H298: Cerny: original value for 2013, value for 2015 constructed based on interpolation
Note on H299: Cerny: original value for 2013, value for 2015 constructed based on interpolation
Note on H300: Cerny: original value for 2013, value for 2015 constructed based on interpolation
Note on H301: Cerny: original value for 2013, value for 2015 constructed based on interpolation
Note on H302: Cerny: original value for 2013, value for 2015 constructed based on interpolation
Note on H303: Cerny: original value for 2013, value for 2015 constructed based on interpolation
Note on H305: Cerny: Italy
Note on H307: Cerny: original value for 2013, value for 2015 constructed based on interpolation
Note on H308: Cerny: original value for 2013, value for 2015 constructed based on interpolation
Note on H309: Cerny: France
Note on H310: Cerny: France
Note on H311: Cerny: original value for 2013, value for 2015 constructed based on interpolation
Note on H312: Cerny: original value for 2013, value for 2015 constructed based on interpolation
Note on H313: Cerny: original value for 2013, value for 2015 constructed based on interpolation
Note on H314: Cerny: Finland original value for 2013, value for 2015 constructed based on interpolation
Note on H315: Cerny: original value for 2013, value for 2015 constructed based on interpolation
Note on H316: Cerny: original value for 2013, value for 2015 constructed based on interpolation
Note on H320: Cerny: original value for 2013, value for 2015 constructed based on interpolation
Note on H321: Cerny: original value for 2013, value for 2015 constructed based on interpolation
Note on H322: Cerny: United Kingdom
Note on H323: Cerny: United Kingdom
Note on H324: Cerny: original value for 2013, value for 2015 constructed based on interpolation
Note on H325: Cerny: original value for 2013, value for 2015 constructed based on interpolation
Note on H326: Cerny: original value for 2013, value for 2015 constructed based on interpolation
Note on H327: Cerny: original value for 2013, value for 2015 constructed based on interpolation
Note on H328: Cerny: original value for 2013, value for 2015 constructed based on interpolation
Note on H329: Cerny: original value for 2013, value for 2015 constructed based on interpolation
Note on H331: Cerny: Italy
Note on H333: Cerny: original value for 2013, value for 2015 constructed based on interpolation
Note on H334: Cerny: original value for 2013, value for 2015 constructed based on interpolation
Note on H335: Cerny: Italy
Note on H336: Cerny: Italy
Note on H337: Cerny: original value for 2013, value for 2015 constructed based on interpolation
Note on H338: Cerny: original value for 2013, value for 2015 constructed based on interpolation
Note on H339: Cerny: original value for 2013, value for 2015 constructed based on interpolation
Note on H340: Cerny: original value for 2013, value for 2015 constructed based on interpolation
Note on H341: Cerny: original value for 2013, value for 2015 constructed based on interpolation
Note on H342: Cerny: original value for 2013, value for 2015 constructed based on interpolation
Note on H344: Cerny: Germany
Note on H346: Cerny: original value for 2013, value for 2015 constructed based on interpolation
Note on H347: Cerny: original value for 2013, value for 2015 constructed based on interpolation
Note on H348: Cerny: Germany
Note on H349: Cerny: Germany
Note on H350: Cerny: original value for 2013, value for 2015 constructed based on interpolation
Note on H351: Cerny: original value for 2013, value for 2015 constructed based on interpolation
Note on H352: Cerny: original value for 2013, value for 2015 constructed based on interpolation
Note on H353: Cerny: original value for 2013, value for 2015 constructed based on interpolation
Note on H354: Cerny: original value for 2013, value for 2015 constructed based on interpolation
Note on H355: Cerny: original value for 2013, value for 2015 constructed based on interpolation
Note on H359: Cerny: original value for 2013, value for 2015 constructed based on interpolation
Note on H360: Cerny: original value for 2013, value for 2015 constructed based on interpolation
Note on H363: Cerny: original value for 2013, value for 2015 constructed based on interpolation
Note on H364: Cerny: original value for 2013, value for 2015 constructed based on interpolation
Note on H365: Cerny: original value for 2013, value for 2015 constructed based on interpolation

## stanford_det
Industry.Name | Industry.Code | Country.Code | Reference.1 | Note.1 | Reference.2 | Note.2 | Price2015.kW | Price2020.kW | Price2025.kW | Price2030.kW | Price2035.kW | Price2040.kW | Price2045.kW | Price2050.kW | USD.EUR | EUR2015.MW | EUR2020.MW | EUR2025.MW | EUR2030.MW | EUR2035.MW | EUR2040.MW | EUR2045.MW | EUR2050.MW | GFCF2015 | GFCF2020 | GFCF2025 | GFCF2030 | GFCF2035 | GFCF2040 | GFCF2045 | GFCF2050
Production of electricity by coal | i40.11.a | AT | https://setis.ec.europa.eu/system/files/ETRI_2014.pdf | p.42, Tab. 23+24, 2013 CAPEX ref value, EU average, share from ENTSO-E Transparency Platform Installed Capacity 2015 |  |  | 1600 | 1600 | 1600 | 1600 | 1600 | 1600 | 1600 | 1600 |  | 1.6 | 1.6 | 1.6 | 1.6 | 1.6 | 1.6 | 1.6 | 1.6 | 34.9102 | 27.9281 | 17.4551 | 6.982 | 4.3638 | 1.7455 | 0.87275 | 0
Production of electricity by gas | i40.11.b | AT | https://setis.ec.europa.eu/system/files/ETRI_2014.pdf | p.40, 2013 CAPEX ref value, EU average |  |  | 850 | 850 | 850 | 850 | 850 | 850 | 850 | 850 |  | 0.85 | 0.85 | 0.85 | 0.85 | 0.85 | 0.85 | 0.85 | 0.85 | 115.4264 | 92.3411 | 57.7132 | 23.0853 | 14.4283 | 5.7713 | 2.8857 | 0
Production of electricity by nuclear | i40.11.c | AT | https://setis.ec.europa.eu/system/files/ETRI_2014.pdf | p.58, 2013 CAPEX ref value, EU average |  |  | 4457.1429 | 4350 | 4225 | 4100 | 3950 | 3800 | 3775 | 3750 |  | 4.4571 | 4.35 | 4.225 | 4.1 | 3.95 | 3.8 | 3.775 | 3.75 | 0 | 0 | 0 | 0 | 0 | 0 | 0 | 0
Production of electricity by hydro | i40.11.d | AT | https://www.irena.org/publications/2020/Jun/Renewable-Power-Costs-in-2019 | Fig. 5.5, 2015-2019 weighted average for Europe | https://setis.ec.europa.eu/system/files/ETRI_2014.pdf | p.24-26, 2020-2050 CAPEX ref value, EU average, utility/commercial >2 MW without tracking | 1842.6929 | 1842.6929 | 1842.6929 | 1842.6929 | 1842.6929 | 1842.6929 | 1842.6929 | 1842.6929 | 0.91 | 1.6769 | 1.6769 | 1.6769 | 1.6769 | 1.6769 | 1.6769 | 1.6769 | 1.6769 | 564.3491 | 343.8326 | 308.3588 | 272.8851 | 264.0166 | 255.1482 | 252.192 | 249.2359
Production of electricity by wind onshore | i40.11.e.1 | AT | https://www.irena.org/publications/2020/Jun/Renewable-Power-Costs-in-2019 | Fig. 2.5, 2011-2019 weighted average for Germany | https://setis.ec.europa.eu/system/files/ETRI_2014.pdf | p.14, 2020-2050 CAPEX ref value, EU average, utility/commercial >2 MW without tracking | 1988.1111 | 1936.8711 | 1901.0032 | 1865.1352 | 1793.3992 | 1721.6632 | 1649.9273 | 1578.1913 | 0.91 | 1.8092 | 1.7626 | 1.7299 | 1.6973 | 1.632 | 1.5667 | 1.5014 | 1.4362 | 902.8284 | 2617.3401 | 4116.6846 | 4538.4775 | 2443.5626 | 2477.5018 | 1995.6877 | 1949.1547
Production of electricity by wind offshore | i40.11.e.2 | AT | https://www.irena.org/publications/2020/Jun/Renewable-Power-Costs-in-2019 | Tab. 4.1, (2010+2019)/2 weighted average for Europe | https://setis.ec.europa.eu/system/files/ETRI_2014.pdf | p.16, 2020-2050 CAPEX ref value, EU average, utility/commercial >2 MW without tracking | 4376 | 3817.402 | 3618.579 | 3419.7559 | 3287.2073 | 3154.6586 | 3032.385 | 2910.1114 | 0.91 | 3.9822 | 3.4738 | 3.2929 | 3.112 | 2.9914 | 2.8707 | 2.7595 | 2.6482 | 0 | 0 | 0 | 0 | 0 | 0 | 0 | 0
Production of electricity by petroleum and other oil derivatives | i40.11.f | AT | https://setis.ec.europa.eu/system/files/ETRI_2014.pdf | p.44, 2013 CAPEX ref value, EU average |  |  | 2442.8571 | 2300 | 2300 | 2300 | 2300 | 2300 | 2250 | 2200 |  | 2.4429 | 2.3 | 2.3 | 2.3 | 2.3 | 2.3 | 2.25 | 2.2 | 94.6142 | 51.0249 | 31.8906 | 12.7562 | 7.9726 | 3.1891 | 1.5599 | 0
Production of electricity by biomass and waste | i40.11.g | AT | https://setis.ec.europa.eu/system/files/ETRI_2014.pdf | p.70, 2013 CAPEX ref value, EU average |  |  | 2812.8571 | 2620 | 2495 | 2370 | 2260 | 2150 | 2050 | 1950 |  | 2.8129 | 2.62 | 2.495 | 2.37 | 2.26 | 2.15 | 2.05 | 1.95 | 157.9934 | 53.0944 | 31.6008 | 12.007 | 7.1561 | 2.7231 | 1.2982 | 0
Production of electricity by solar photovoltaic utility | i40.11.h.1 | AT | https://www.irena.org/publications/2020/Jun/Renewable-Power-Costs-in-2019 | Fig. 3.4, 2011-2019 weighted average for Germany | https://setis.ec.europa.eu/system/files/ETRI_2014.pdf | p.20, 2020-2050 CAPEX ref value, EU average, utility/commercial >2 MW without tracking | 1608.2726 | 1385.5887 | 1247.0298 | 1108.4709 | 1056.5114 | 1004.5518 | 952.5922 | 900.6326 | 0.91 | 1.4635 | 1.2609 | 1.1348 | 1.0087 | 0.96143 | 0.91414 | 0.86686 | 0.81958 | 9.0959 | 1334.3619 | 2000.9316 | 2045.2744 | 1059.8124 | 1068.1076 | 840.9844 | 813.1682
Production of electricity by solar photovoltaic residential | i40.11.h.2 | AT | https://www.irena.org/publications/2020/Jun/Renewable-Power-Costs-in-2019 | Tab. 3.1, 2011-2019 weighted average for Germany | https://setis.ec.europa.eu/system/files/ETRI_2014.pdf | p.21, 2020-2050 CAPEX ref value, EU average, residential <100 kW | 2164.4444 | 1904.7111 | 1809.4756 | 1714.24 | 1662.2933 | 1610.3467 | 1567.0578 | 1523.7689 | 0.91 | 1.9696 | 1.7333 | 1.6466 | 1.56 | 1.5127 | 1.4654 | 1.426 | 1.3866 | 355.8693 | 1596.4404 | 2490.1193 | 2704.9094 | 1449.1519 | 1485.088 | 1208.0501 | 1200.297
Production of electricity by solar thermal | i40.11.i | AT | https://setis.ec.europa.eu/system/files/ETRI_2014.pdf | p.22, 2013 CAPEX ref value, EU average |  |  | 5285.7143 | 4500 | 4150 | 3800 | 3650 | 3500 | 3450 | 3400 | 0.91 | 4.81 | 4.095 | 3.7765 | 3.458 | 3.3215 | 3.185 | 3.1395 | 3.094 | 0 | 0 | 0 | 0 | 0 | 0 | 0 | 0
Production of electricity by tide, wave, ocean | i40.11.j | AT | https://setis.ec.europa.eu/system/files/ETRI_2014.pdf | p.34, 2013 CAPEX ref value, EU average |  |  | 8140 | 5790 | 5135 | 4480 | 3565 | 2650 | 2475 | 2300 |  | 8.14 | 5.79 | 5.135 | 4.48 | 3.565 | 2.65 | 2.475 | 2.3 | 0 | 0 | 0 | 0 | 0 | 0 | 0 | 0
Production of electricity by Geothermal | i40.11.k | AT | https://setis.ec.europa.eu/system/files/ETRI_2014.pdf | p.29, 2013 CAPEX ref value, EU average |  |  | 5370 | 4970 | 4720 | 4470 | 4245 | 4020 | 3815 | 3610 | 0.91 | 4.8867 | 4.5227 | 4.2952 | 4.0677 | 3.863 | 3.6582 | 3.4716 | 3.2851 | 0.32578 | 0.27739 | 0.22908 | 0.1844 | 0.16739 | 0.15121 | 0.14118 | 0.1314
Production of electricity by coal | i40.11.a | BE | https://setis.ec.europa.eu/system/files/ETRI_2014.pdf | p.42, Tab. 23+24, 2013 CAPEX ref value, share from ENTSO-E Transparency Platform Installed Capacity 2015 |  |  | 1600 | 1600 | 1600 | 1600 | 1600 | 1600 | 1600 | 1600 |  | 1.6 | 1.6 | 1.6 | 1.6 | 1.6 | 1.6 | 1.6 | 1.6 | 129.01 | 26.408 | 16.505 | 6.602 | 4.1262 | 1.6505 | 0.82525 | 0
Production of electricity by gas | i40.11.b | BE | https://setis.ec.europa.eu/system/files/ETRI_2014.pdf | p.40, 2013 CAPEX ref value |  |  | 850 | 850 | 850 | 850 | 850 | 850 | 850 | 850 |  | 0.85 | 0.85 | 0.85 | 0.85 | 0.85 | 0.85 | 0.85 | 0.85 | 192.6492 | 154.1193 | 96.3246 | 38.5298 | 24.0811 | 9.6325 | 4.8162 | 0
Production of electricity by nuclear | i40.11.c | BE | https://setis.ec.europa.eu/system/files/ETRI_2014.pdf | p.58, 2013 CAPEX ref value |  |  | 4457.1429 | 4350 | 4225 | 4100 | 3950 | 3800 | 3775 | 3750 |  | 4.4571 | 4.35 | 4.225 | 4.1 | 3.95 | 3.8 | 3.775 | 3.75 | 290.2283 | 226.6014 | 137.5561 | 53.3946 | 32.1507 | 12.3719 | 6.1453 | 0
Production of electricity by hydro | i40.11.d | BE | https://www.irena.org/publications/2020/Jun/Renewable-Power-Costs-in-2019 | Fig. 5.5, 2015-2019 weighted average for Europe | https://setis.ec.europa.eu/system/files/ETRI_2014.pdf | p.24-26, 2020-2050 CAPEX ref value, EU average, utility/commercial >2 MW without tracking | 1842.6929 | 1842.6929 | 1842.6929 | 1842.6929 | 1842.6929 | 1842.6929 | 1842.6929 | 1842.6929 | 0.91 | 1.6769 | 1.6769 | 1.6769 | 1.6769 | 1.6769 | 1.6769 | 1.6769 | 1.6769 | 3.3258 | 3.3984 | 3.4403 | 3.4487 | 3.3754 | 3.3775 | 3.3614 | 3.3621
Production of electricity by wind onshore | i40.11.e.1 | BE | https://www.irena.org/publications/2020/Jun/Renewable-Power-Costs-in-2019 | Fig. 2.5, 2011-2019 weighted average for Germany | https://setis.ec.europa.eu/system/files/ETRI_2014.pdf | p.14, 2020-2050 CAPEX ref value, EU average, utility/commercial >2 MW without tracking | 1988.1111 | 1936.8711 | 1901.0032 | 1865.1352 | 1793.3992 | 1721.6632 | 1649.9273 | 1578.1913 | 0.91 | 1.8092 | 1.7626 | 1.7299 | 1.6973 | 1.632 | 1.5667 | 1.5014 | 1.4362 | 547.5899 | 699.2967 | 1051.5102 | 1146.9998 | 644.0799 | 649.7776 | 532.2535 | 518.7251
Production of electricity by wind offshore | i40.11.e.2 | BE | https://www.irena.org/publications/2020/Jun/Renewable-Power-Costs-in-2019 | Tab. 4.1, (2010+2019)/2 weighted average for Belgium | https://setis.ec.europa.eu/system/files/ETRI_2014.pdf | p.16, 2020-2050 CAPEX ref value, EU average, utility/commercial >2 MW without tracking | 4974 | 4339.0671 | 4113.074 | 3887.0809 | 3736.4189 | 3585.7568 | 3446.774 | 3307.7912 | 0.91 | 4.5263 | 3.9486 | 3.7429 | 3.5372 | 3.4001 | 3.263 | 3.1366 | 3.0101 | 184.5035 | 2945.0112 | 4468.3892 | 4663.173 | 2324.846 | 2352.9013 | 1832.4169 | 1795.9816
Production of electricity by petroleum and other oil derivatives | i40.11.f | BE | https://setis.ec.europa.eu/system/files/ETRI_2014.pdf | p.44, 2013 CAPEX ref value |  |  | 2442.8571 | 2300 | 2300 | 2300 | 2300 | 2300 | 2250 | 2200 |  | 2.4429 | 2.3 | 2.3 | 2.3 | 2.3 | 2.3 | 2.25 | 2.2 | 230.7489 | 33.9638 | 21.2274 | 8.491 | 5.3069 | 2.1227 | 1.0383 | 0
Production of electricity by biomass and waste | i40.11.g | BE | https://setis.ec.europa.eu/system/files/ETRI_2014.pdf | p.70, 2013 CAPEX ref value |  |  | 2812.8571 | 2620 | 2495 | 2370 | 2260 | 2150 | 2050 | 1950 |  | 2.8129 | 2.62 | 2.495 | 2.37 | 2.26 | 2.15 | 2.05 | 1.95 | 166.2229 | 65.173 | 38.7897 | 14.7385 | 8.7841 | 3.3426 | 1.5936 | 0
Production of electricity by solar photovoltaic utility | i40.11.h.1 | BE | https://www.irena.org/publications/2020/Jun/Renewable-Power-Costs-in-2019 | Fig. 3.4, 2011-2019 weighted average for Germany | https://setis.ec.europa.eu/system/files/ETRI_2014.pdf | p.20, 2020-2050 CAPEX ref value, EU average, utility/commercial >2 MW without tracking | 1608.2726 | 1385.5887 | 1247.0298 | 1108.4709 | 1056.5114 | 1004.5518 | 952.5922 | 900.6326 | 0.91 | 1.4635 | 1.2609 | 1.1348 | 1.0087 | 0.96143 | 0.91414 | 0.86686 | 0.81958 | 17.7256 | 5140.373 | 7703.4393 | 7873.2028 | 4082.4713 | 4114.0795 | 3240.1858 | 3132.8969
Production of electricity by solar photovoltaic residential | i40.11.h.2 | BE | https://www.irena.org/publications/2020/Jun/Renewable-Power-Costs-in-2019 | Tab. 3.1, 2011-2019 weighted average for Germany | https://setis.ec.europa.eu/system/files/ETRI_2014.pdf | p.21, 2020-2050 CAPEX ref value, EU average, residential <100 kW | 2164.4444 | 1904.7111 | 1809.4756 | 1714.24 | 1662.2933 | 1610.3467 | 1567.0578 | 1523.7689 | 0.91 | 1.9696 | 1.7333 | 1.6466 | 1.56 | 1.5127 | 1.4654 | 1.426 | 1.3866 | 458.8649 | 376.1479 | 464.8603 | 478.5918 | 334.4479 | 332.9671 | 297.8277 | 292.4299
Production of electricity by solar thermal | i40.11.i | BE | https://setis.ec.europa.eu/system/files/ETRI_2014.pdf | p.22, 2013 CAPEX ref value |  |  | 5285.7143 | 4500 | 4150 | 3800 | 3650 | 3500 | 3450 | 3400 | 0.91 | 4.81 | 4.095 | 3.7765 | 3.458 | 3.3215 | 3.185 | 3.1395 | 3.094 | 0 | 0 | 0 | 0 | 0 | 0 | 0 | 0
Production of electricity by tide, wave, ocean | i40.11.j | BE | https://setis.ec.europa.eu/system/files/ETRI_2014.pdf | p.34, 2013 CAPEX ref value |  |  | 8140 | 5790 | 5135 | 4480 | 3565 | 2650 | 2475 | 2300 |  | 8.14 | 5.79 | 5.135 | 4.48 | 3.565 | 2.65 | 2.475 | 2.3 | 0 | 0.98708 | 1.4882 | 1.5275 | 0.71412 | 0.56472 | 0.45358 | 0.43131
Production of electricity by Geothermal | i40.11.k | BE | https://setis.ec.europa.eu/system/files/ETRI_2014.pdf | p.29, 2013 CAPEX ref value |  |  | 5370 | 4970 | 4720 | 4470 | 4245 | 4020 | 3815 | 3610 | 0.91 | 4.8867 | 4.5227 | 4.2952 | 4.0677 | 3.863 | 3.6582 | 3.4716 | 3.2851 | 0 | 0 | 0 | 0 | 0 | 0 | 0 | 0
Production of electricity by coal | i40.11.a | BG | https://setis.ec.europa.eu/system/files/ETRI_2014.pdf | p.42, Tab. 23+24, 2013 CAPEX ref value, share from ENTSO-E Transparency Platform Installed Capacity 2015 |  |  | 2000 | 2000 | 2000 | 2000 | 2000 | 2000 | 2000 | 2000 |  | 2 | 2 | 2 | 2 | 2 | 2 | 2 | 2 | 265.635 | 212.508 | 132.8175 | 53.127 | 33.2044 | 13.2818 | 6.6409 | 0
Production of electricity by gas | i40.11.b | BG | https://setis.ec.europa.eu/system/files/ETRI_2014.pdf | p.40, 2013 CAPEX ref value |  |  | 850 | 850 | 850 | 850 | 850 | 850 | 850 | 850 |  | 0.85 | 0.85 | 0.85 | 0.85 | 0.85 | 0.85 | 0.85 | 0.85 | 17.7364 | 14.1892 | 8.8682 | 3.5473 | 2.2171 | 0.88682 | 0.44341 | 0
Production of electricity by nuclear | i40.11.c | BG | https://setis.ec.europa.eu/system/files/ETRI_2014.pdf | p.58, 2013 CAPEX ref value |  |  | 4457.1429 | 4350 | 4225 | 4100 | 3950 | 3800 | 3775 | 3750 |  | 4.4571 | 4.35 | 4.225 | 4.1 | 3.95 | 3.8 | 3.775 | 3.75 | 142.6286 | 111.36 | 67.6 | 26.24 | 15.8 | 6.08 | 3.02 | 0
Production of electricity by hydro | i40.11.d | BG | https://www.irena.org/publications/2020/Jun/Renewable-Power-Costs-in-2019 | Fig. 5.5, 2015-2019 weighted average for Europe | https://setis.ec.europa.eu/system/files/ETRI_2014.pdf | p.24-26, 2020-2050 CAPEX ref value, EU average, utility/commercial >2 MW without tracking | 1842.6929 | 1842.6929 | 1842.6929 | 1842.6929 | 1842.6929 | 1842.6929 | 1842.6929 | 1842.6929 | 0.91 | 1.6769 | 1.6769 | 1.6769 | 1.6769 | 1.6769 | 1.6769 | 1.6769 | 1.6769 | 65.3413 | 64.9332 | 64.3212 | 63.7091 | 63.5561 | 63.4031 | 63.3521 | 63.3011
Production of electricity by wind onshore | i40.11.e.1 | BG | https://www.irena.org/publications/2020/Jun/Renewable-Power-Costs-in-2019 | Fig. 2.5, 2011-2019 weighted average for Italy | https://setis.ec.europa.eu/system/files/ETRI_2014.pdf | p.14, 2020-2050 CAPEX ref value, EU average, utility/commercial >2 MW without tracking | 2218.7778 | 2161.5928 | 2121.5633 | 2081.5338 | 2001.4748 | 1921.4158 | 1841.3568 | 1761.2978 | 0.91 | 2.0191 | 1.967 | 1.9306 | 1.8942 | 1.8213 | 1.7485 | 1.6756 | 1.6028 | 69.709 | 1534.0666 | 2449.2229 | 2709.375 | 1438.8179 | 1461.2435 | 1170.4207 | 1143.9706
Production of electricity by wind offshore | i40.11.e.2 | BG | https://www.irena.org/publications/2020/Jun/Renewable-Power-Costs-in-2019 | Tab. 4.1, (2010+2019)/2 weighted average for Europe | https://setis.ec.europa.eu/system/files/ETRI_2014.pdf | p.16, 2020-2050 CAPEX ref value, EU average, utility/commercial >2 MW without tracking | 4376 | 3817.402 | 3618.579 | 3419.7559 | 3287.2073 | 3154.6586 | 3032.385 | 2910.1114 | 0.91 | 3.9822 | 3.4738 | 3.2929 | 3.112 | 2.9914 | 2.8707 | 2.7595 | 2.6482 | 0 | 1019.9708 | 1574.7891 | 1649.7791 | 808.1655 | 819.4788 | 632.9861 | 620.9617
Production of electricity by petroleum and other oil derivatives | i40.11.f | BG | https://setis.ec.europa.eu/system/files/ETRI_2014.pdf | p.44, 2013 CAPEX ref value |  |  | 2442.8571 | 2300 | 2300 | 2300 | 2300 | 2300 | 2250 | 2200 |  | 2.4429 | 2.3 | 2.3 | 2.3 | 2.3 | 2.3 | 2.25 | 2.2 | 0.91502 | 0.68921 | 0.43076 | 0.1723 | 0.10769 | 0.043076 | 0.02107 | 0
Production of electricity by biomass and waste | i40.11.g | BG | https://setis.ec.europa.eu/system/files/ETRI_2014.pdf | p.70, 2013 CAPEX ref value |  |  | 2812.8571 | 2620 | 2495 | 2370 | 2260 | 2150 | 2050 | 1950 |  | 2.8129 | 2.62 | 2.495 | 2.37 | 2.26 | 2.15 | 2.05 | 1.95 | 41.1017 | 1.2829 | 0.76359 | 0.29013 | 0.17292 | 0.0658 | 0.03137 | 0
Production of electricity by solar photovoltaic utility | i40.11.h.1 | BG | https://www.irena.org/publications/2020/Jun/Renewable-Power-Costs-in-2019 | Fig. 3.4, 2011-2019 (ex. 2015-2016) weighted average for Italy | https://setis.ec.europa.eu/system/files/ETRI_2014.pdf | p.20, 2020-2050 CAPEX ref value, EU average, utility/commercial >2 MW without tracking | 2018.1247 | 1738.6921 | 1564.8229 | 1390.9536 | 1325.7527 | 1260.5517 | 1195.3508 | 1130.1498 | 0.91 | 1.8365 | 1.5822 | 1.424 | 1.2658 | 1.2064 | 1.1471 | 1.0878 | 1.0284 | 72.038 | 311.8597 | 433.0292 | 435.7 | 245.8605 | 245.275 | 199.8557 | 192.3931
Production of electricity by solar photovoltaic residential | i40.11.h.2 | BG | https://www.irena.org/publications/2020/Jun/Renewable-Power-Costs-in-2019 | Tab. 3.1, 2011-2019 weighted average for Italy | https://setis.ec.europa.eu/system/files/ETRI_2014.pdf | p.21, 2020-2050 CAPEX ref value, EU average, residential <100 kW | 2742.6667 | 2413.5467 | 2292.8693 | 2172.192 | 2106.368 | 2040.544 | 1985.6907 | 1930.8373 | 0.91 | 2.4958 | 2.1963 | 2.0865 | 1.9767 | 1.9168 | 1.8569 | 1.807 | 1.7571 | 14.6289 | 1264.1013 | 1993.883 | 2170.6608 | 1148.746 | 1179.0089 | 954.1669 | 948.6768
Production of electricity by solar thermal | i40.11.i | BG | https://setis.ec.europa.eu/system/files/ETRI_2014.pdf | p.22, 2013 CAPEX ref value |  |  | 5285.7143 | 4500 | 4150 | 3800 | 3650 | 3500 | 3450 | 3400 | 0.91 | 4.81 | 4.095 | 3.7765 | 3.458 | 3.3215 | 3.185 | 3.1395 | 3.094 | 0 | 0 | 0 | 0 | 0 | 0 | 0 | 0
Production of electricity by tide, wave, ocean | i40.11.j | BG | https://setis.ec.europa.eu/system/files/ETRI_2014.pdf | p.34, 2013 CAPEX ref value |  |  | 8140 | 5790 | 5135 | 4480 | 3565 | 2650 | 2475 | 2300 |  | 8.14 | 5.79 | 5.135 | 4.48 | 3.565 | 2.65 | 2.475 | 2.3 | 0 | 2.941 | 4.4342 | 4.5512 | 2.1277 | 1.6826 | 1.3515 | 1.2851
Production of electricity by Geothermal | i40.11.k | BG | https://setis.ec.europa.eu/system/files/ETRI_2014.pdf | p.29, 2013 CAPEX ref value |  |  | 5370 | 4970 | 4720 | 4470 | 4245 | 4020 | 3815 | 3610 | 0.91 | 4.8867 | 4.5227 | 4.2952 | 4.0677 | 3.863 | 3.6582 | 3.4716 | 3.2851 | 0 | 0 | 0 | 0 | 0 | 0 | 0 | 0
Production of electricity by coal | i40.11.a | CY | https://setis.ec.europa.eu/system/files/ETRI_2014.pdf | p.42, Tab. 23+24, 2013 CAPEX ref value, share from ENTSO-E Transparency Platform Installed Capacity 2015 |  |  | 2000 | 2000 | 2000 | 2000 | 2000 | 2000 | 2000 | 2000 |  | 2 | 2 | 2 | 2 | 2 | 2 | 2 | 2 | 0 | 0 | 0 | 0 | 0 | 0 | 0 | 0
Production of electricity by gas | i40.11.b | CY | https://setis.ec.europa.eu/system/files/ETRI_2014.pdf | p.40, 2013 CAPEX ref value |  |  | 850 | 850 | 850 | 850 | 850 | 850 | 850 | 850 |  | 0.85 | 0.85 | 0.85 | 0.85 | 0.85 | 0.85 | 0.85 | 0.85 | 0 | 0 | 0 | 0 | 0 | 0 | 0 | 0
Production of electricity by nuclear | i40.11.c | CY | https://setis.ec.europa.eu/system/files/ETRI_2014.pdf | p.58, 2013 CAPEX ref value |  |  | 4457.1429 | 4350 | 4225 | 4100 | 3950 | 3800 | 3775 | 3750 |  | 4.4571 | 4.35 | 4.225 | 4.1 | 3.95 | 3.8 | 3.775 | 3.75 | 0 | 0 | 0 | 0 | 0 | 0 | 0 | 0
Production of electricity by hydro | i40.11.d | CY | https://www.irena.org/publications/2020/Jun/Renewable-Power-Costs-in-2019 | Fig. 5.5, 2015-2019 weighted average for Europe | https://setis.ec.europa.eu/system/files/ETRI_2014.pdf | p.24-26, 2020-2050 CAPEX ref value, EU average, utility/commercial >2 MW without tracking | 1842.6929 | 1842.6929 | 1842.6929 | 1842.6929 | 1842.6929 | 1842.6929 | 1842.6929 | 1842.6929 | 0.91 | 1.6769 | 1.6769 | 1.6769 | 1.6769 | 1.6769 | 1.6769 | 1.6769 | 1.6769 | 0 | 0 | 0 | 0 | 0 | 0 | 0 | 0
Production of electricity by wind onshore | i40.11.e.1 | CY | https://www.irena.org/publications/2020/Jun/Renewable-Power-Costs-in-2019 | Fig. 2.5, 2011-2019 weighted average for Italy | https://setis.ec.europa.eu/system/files/ETRI_2014.pdf | p.14, 2020-2050 CAPEX ref value, EU average, utility/commercial >2 MW without tracking | 2218.7778 | 2161.5928 | 2121.5633 | 2081.5338 | 2001.4748 | 1921.4158 | 1841.3568 | 1761.2978 | 0.91 | 2.0191 | 1.967 | 1.9306 | 1.8942 | 1.8213 | 1.7485 | 1.6756 | 1.6028 | 37.1007 | 61.9181 | 90.6712 | 98.261 | 56.5871 | 56.9221 | 47.0797 | 45.8267
Production of electricity by wind offshore | i40.11.e.2 | CY | https://www.irena.org/publications/2020/Jun/Renewable-Power-Costs-in-2019 | Tab. 4.1, (2010+2019)/2 weighted average for Europe | https://setis.ec.europa.eu/system/files/ETRI_2014.pdf | p.16, 2020-2050 CAPEX ref value, EU average, utility/commercial >2 MW without tracking | 4376 | 3817.402 | 3618.579 | 3419.7559 | 3287.2073 | 3154.6586 | 3032.385 | 2910.1114 | 0.91 | 3.9822 | 3.4738 | 3.2929 | 3.112 | 2.9914 | 2.8707 | 2.7595 | 2.6482 | 0 | 223.8488 | 345.6126 | 362.0703 | 177.3648 | 179.8477 | 138.9189 | 136.2799
Production of electricity by petroleum and other oil derivatives | i40.11.f | CY | https://setis.ec.europa.eu/system/files/ETRI_2014.pdf | p.44, 2013 CAPEX ref value |  |  | 2442.8571 | 2300 | 2300 | 2300 | 2300 | 2300 | 2250 | 2200 |  | 2.4429 | 2.3 | 2.3 | 2.3 | 2.3 | 2.3 | 2.25 | 2.2 | 316.2995 | 76.3219 | 47.7012 | 19.0805 | 11.9253 | 4.7701 | 2.3332 | 0
Production of electricity by biomass and waste | i40.11.g | CY | https://setis.ec.europa.eu/system/files/ETRI_2014.pdf | p.70, 2013 CAPEX ref value |  |  | 2812.8571 | 2620 | 2495 | 2370 | 2260 | 2150 | 2050 | 1950 |  | 2.8129 | 2.62 | 2.495 | 2.37 | 2.26 | 2.15 | 2.05 | 1.95 | 1.1701 | 0.87194 | 0.51896 | 0.19718 | 0.11752 | 0.04472 | 0.02132 | 0
Production of electricity by solar photovoltaic utility | i40.11.h.1 | CY | https://www.irena.org/publications/2020/Jun/Renewable-Power-Costs-in-2019 | Fig. 3.4, 2011-2019 (ex. 2015-2016) weighted average for Italy | https://setis.ec.europa.eu/system/files/ETRI_2014.pdf | p.20, 2020-2050 CAPEX ref value, EU average, utility/commercial >2 MW without tracking | 2018.1247 | 1738.6921 | 1564.8229 | 1390.9536 | 1325.7527 | 1260.5517 | 1195.3508 | 1130.1498 | 0.91 | 1.8365 | 1.5822 | 1.424 | 1.2658 | 1.2064 | 1.1471 | 1.0878 | 1.0284 | 17.8906 | 101.1244 | 148.818 | 151.5513 | 80.1683 | 80.5911 | 64.0034 | 61.8169
Production of electricity by solar photovoltaic residential | i40.11.h.2 | CY | https://www.irena.org/publications/2020/Jun/Renewable-Power-Costs-in-2019 | Tab. 3.1, 2011-2019 weighted average for Italy | https://setis.ec.europa.eu/system/files/ETRI_2014.pdf | p.21, 2020-2050 CAPEX ref value, EU average, residential <100 kW | 2742.6667 | 2413.5467 | 2292.8693 | 2172.192 | 2106.368 | 2040.544 | 1985.6907 | 1930.8373 | 0.91 | 2.4958 | 2.1963 | 2.0865 | 1.9767 | 1.9168 | 1.8569 | 1.807 | 1.7571 | 19.1037 | 279.3394 | 438.9848 | 477.5584 | 253.7553 | 260.3104 | 211.026 | 209.7653
Production of electricity by solar thermal | i40.11.i | CY | https://setis.ec.europa.eu/system/files/ETRI_2014.pdf | p.22, 2013 CAPEX ref value |  |  | 5285.7143 | 4500 | 4150 | 3800 | 3650 | 3500 | 3450 | 3400 | 0.91 | 4.81 | 4.095 | 3.7765 | 3.458 | 3.3215 | 3.185 | 3.1395 | 3.094 | 0 | 27.8342 | 42.1711 | 43.6512 | 21.3672 | 21.6489 | 17.1479 | 17.2749
Production of electricity by tide, wave, ocean | i40.11.j | CY | https://setis.ec.europa.eu/system/files/ETRI_2014.pdf | p.34, 2013 CAPEX ref value |  |  | 8140 | 5790 | 5135 | 4480 | 3565 | 2650 | 2475 | 2300 |  | 8.14 | 5.79 | 5.135 | 4.48 | 3.565 | 2.65 | 2.475 | 2.3 | 0 | 43.7737 | 65.997 | 67.7397 | 31.6689 | 25.0433 | 20.1149 | 19.1274
Production of electricity by Geothermal | i40.11.k | CY | https://setis.ec.europa.eu/system/files/ETRI_2014.pdf | p.29, 2013 CAPEX ref value |  |  | 5370 | 4970 | 4720 | 4470 | 4245 | 4020 | 3815 | 3610 | 0.91 | 4.8867 | 4.5227 | 4.2952 | 4.0677 | 3.863 | 3.6582 | 3.4716 | 3.2851 | 0 | 0 | 0 | 0 | 0 | 0 | 0 | 0
Production of electricity by coal | i40.11.a | CZ | https://setis.ec.europa.eu/system/files/ETRI_2014.pdf | p.42, Tab. 23+24, 2013 CAPEX ref value, share from ENTSO-E Transparency Platform Installed Capacity 2015 |  |  | 1961.7021 | 1961.7021 | 1961.7021 | 1961.7021 | 1961.7021 | 1961.7021 | 1961.7021 | 1961.7021 |  | 1.9617 | 1.9617 | 1.9617 | 1.9617 | 1.9617 | 1.9617 | 1.9617 | 1.9617 | 473.5746 | 378.8597 | 236.7873 | 94.7149 | 59.1968 | 23.6787 | 11.8394 | 0
Production of electricity by gas | i40.11.b | CZ | https://setis.ec.europa.eu/system/files/ETRI_2014.pdf | p.40, 2013 CAPEX ref value |  |  | 850 | 850 | 850 | 850 | 850 | 850 | 850 | 850 |  | 0.85 | 0.85 | 0.85 | 0.85 | 0.85 | 0.85 | 0.85 | 0.85 | 485.0803 | 27.6642 | 17.2901 | 6.9161 | 4.3225 | 1.729 | 0.86451 | 0
Production of electricity by nuclear | i40.11.c | CZ | https://setis.ec.europa.eu/system/files/ETRI_2014.pdf | p.58, 2013 CAPEX ref value |  |  | 4457.1429 | 4350 | 4225 | 4100 | 3950 | 3800 | 3775 | 3750 |  | 4.4571 | 4.35 | 4.225 | 4.1 | 3.95 | 3.8 | 3.775 | 3.75 | 297.5945 | 232.3526 | 141.0474 | 54.7498 | 32.9667 | 12.6859 | 6.3012 | 0
Production of electricity by hydro | i40.11.d | CZ | https://www.irena.org/publications/2020/Jun/Renewable-Power-Costs-in-2019 | Fig. 5.5, 2015-2019 weighted average for Europe | https://setis.ec.europa.eu/system/files/ETRI_2014.pdf | p.24-26, 2020-2050 CAPEX ref value, EU average, utility/commercial >2 MW without tracking | 1842.6929 | 1842.6929 | 1842.6929 | 1842.6929 | 1842.6929 | 1842.6929 | 1842.6929 | 1842.6929 | 0.91 | 1.6769 | 1.6769 | 1.6769 | 1.6769 | 1.6769 | 1.6769 | 1.6769 | 1.6769 | 43.5981 | 30.0995 | 29.9737 | 29.8479 | 29.8165 | 29.7851 | 29.7746 | 29.7641
Production of electricity by wind onshore | i40.11.e.1 | CZ | https://www.irena.org/publications/2020/Jun/Renewable-Power-Costs-in-2019 | Fig. 2.5, 2011-2019 weighted average for Germany | https://setis.ec.europa.eu/system/files/ETRI_2014.pdf | p.14, 2020-2050 CAPEX ref value, EU average, utility/commercial >2 MW without tracking | 1988.1111 | 1936.8711 | 1901.0032 | 1865.1352 | 1793.3992 | 1721.6632 | 1649.9273 | 1578.1913 | 0.91 | 1.8092 | 1.7626 | 1.7299 | 1.6973 | 1.632 | 1.5667 | 1.5014 | 1.4362 | 30.8918 | 2418.4714 | 3914.0288 | 4342.9393 | 2277.9018 | 2316.9344 | 1846.218 | 1805.7153
Production of electricity by wind offshore | i40.11.e.2 | CZ | https://www.irena.org/publications/2020/Jun/Renewable-Power-Costs-in-2019 | Tab. 4.1, (2010+2019)/2 weighted average for Europe | https://setis.ec.europa.eu/system/files/ETRI_2014.pdf | p.16, 2020-2050 CAPEX ref value, EU average, utility/commercial >2 MW without tracking | 4376 | 3817.402 | 3618.579 | 3419.7559 | 3287.2073 | 3154.6586 | 3032.385 | 2910.1114 | 0.91 | 3.9822 | 3.4738 | 3.2929 | 3.112 | 2.9914 | 2.8707 | 2.7595 | 2.6482 | 0 | 0 | 0 | 0 | 0 | 0 | 0 | 0
Production of electricity by petroleum and other oil derivatives | i40.11.f | CZ | https://setis.ec.europa.eu/system/files/ETRI_2014.pdf | p.44, 2013 CAPEX ref value |  |  | 2442.8571 | 2300 | 2300 | 2300 | 2300 | 2300 | 2250 | 2200 |  | 2.4429 | 2.3 | 2.3 | 2.3 | 2.3 | 2.3 | 2.25 | 2.2 | 9.3478 | 7.0409 | 4.4006 | 1.7602 | 1.1001 | 0.44006 | 0.21524 | 0
Production of electricity by biomass and waste | i40.11.g | CZ | https://setis.ec.europa.eu/system/files/ETRI_2014.pdf | p.70, 2013 CAPEX ref value |  |  | 2812.8571 | 2620 | 2495 | 2370 | 2260 | 2150 | 2050 | 1950 |  | 2.8129 | 2.62 | 2.495 | 2.37 | 2.26 | 2.15 | 2.05 | 1.95 | 95.2392 | 14.3755 | 8.556 | 3.2509 | 1.9375 | 0.73729 | 0.3515 | 0
Production of electricity by solar photovoltaic utility | i40.11.h.1 | CZ | https://www.irena.org/publications/2020/Jun/Renewable-Power-Costs-in-2019 | Fig. 3.4, 2011-2019 weighted average for Germany | https://setis.ec.europa.eu/system/files/ETRI_2014.pdf | p.20, 2020-2050 CAPEX ref value, EU average, utility/commercial >2 MW without tracking | 1608.2726 | 1385.5887 | 1247.0298 | 1108.4709 | 1056.5114 | 1004.5518 | 952.5922 | 900.6326 | 0.91 | 1.4635 | 1.2609 | 1.1348 | 1.0087 | 0.96143 | 0.91414 | 0.86686 | 0.81958 | 92.043 | 1540.2399 | 2266.4167 | 2307.9929 | 1221.0407 | 1227.4631 | 974.8679 | 941.559
Production of electricity by solar photovoltaic residential | i40.11.h.2 | CZ | https://www.irena.org/publications/2020/Jun/Renewable-Power-Costs-in-2019 | Tab. 3.1, 2011-2019 weighted average for Germany | https://setis.ec.europa.eu/system/files/ETRI_2014.pdf | p.21, 2020-2050 CAPEX ref value, EU average, residential <100 kW | 2164.4444 | 1904.7111 | 1809.4756 | 1714.24 | 1662.2933 | 1610.3467 | 1567.0578 | 1523.7689 | 0.91 | 1.9696 | 1.7333 | 1.6466 | 1.56 | 1.5127 | 1.4654 | 1.426 | 1.3866 | 69.4277 | 1326.0277 | 2063.8066 | 2240.8453 | 1203.4279 | 1232.9076 | 1003.9146 | 997.3422
Production of electricity by solar thermal | i40.11.i | CZ | https://setis.ec.europa.eu/system/files/ETRI_2014.pdf | p.22, 2013 CAPEX ref value |  |  | 5285.7143 | 4500 | 4150 | 3800 | 3650 | 3500 | 3450 | 3400 | 0.91 | 4.81 | 4.095 | 3.7765 | 3.458 | 3.3215 | 3.185 | 3.1395 | 3.094 | 0 | 0 | 0 | 0 | 0 | 0 | 0 | 0
Production of electricity by tide, wave, ocean | i40.11.j | CZ | https://setis.ec.europa.eu/system/files/ETRI_2014.pdf | p.34, 2013 CAPEX ref value |  |  | 8140 | 5790 | 5135 | 4480 | 3565 | 2650 | 2475 | 2300 |  | 8.14 | 5.79 | 5.135 | 4.48 | 3.565 | 2.65 | 2.475 | 2.3 | 0 | 0 | 0 | 0 | 0 | 0 | 0 | 0
Production of electricity by Geothermal | i40.11.k | CZ | https://setis.ec.europa.eu/system/files/ETRI_2014.pdf | p.29, 2013 CAPEX ref value |  |  | 5370 | 4970 | 4720 | 4470 | 4245 | 4020 | 3815 | 3610 | 0.91 | 4.8867 | 4.5227 | 4.2952 | 4.0677 | 3.863 | 3.6582 | 3.4716 | 3.2851 | 0 | 0 | 0 | 0 | 0 | 0 | 0 | 0
Production of electricity by coal | i40.11.a | DE | https://setis.ec.europa.eu/system/files/ETRI_2014.pdf | p.42, Tab. 23+24, 2013 CAPEX ref value, share from ENTSO-E Transparency Platform Installed Capacity 2015 |  |  | 1778.754 | 1778.754 | 1778.754 | 1778.754 | 1778.754 | 1778.754 | 1778.754 | 1778.754 |  | 1.7788 | 1.7788 | 1.7788 | 1.7788 | 1.7788 | 1.7788 | 1.7788 | 1.7788 | 2348.8188 | 1879.055 | 1174.4094 | 469.7638 | 293.6023 | 117.4409 | 58.7205 | 0
Production of electricity by gas | i40.11.b | DE | https://setis.ec.europa.eu/system/files/ETRI_2014.pdf | p.40, 2013 CAPEX ref value |  |  | 850 | 850 | 850 | 850 | 850 | 850 | 850 | 850 |  | 0.85 | 0.85 | 0.85 | 0.85 | 0.85 | 0.85 | 0.85 | 0.85 | 3496.2701 | 570.6961 | 356.685 | 142.674 | 89.1713 | 35.6685 | 17.8343 | 0
Production of electricity by nuclear | i40.11.c | DE | https://setis.ec.europa.eu/system/files/ETRI_2014.pdf | p.58, 2013 CAPEX ref value |  |  | 4457.1429 | 4350 | 4225 | 4100 | 3950 | 3800 | 3775 | 3750 |  | 4.4571 | 4.35 | 4.225 | 4.1 | 3.95 | 3.8 | 3.775 | 3.75 | 905.4062 | 706.9133 | 429.1248 | 166.5715 | 100.2984 | 38.5958 | 19.171 | 0
Production of electricity by hydro | i40.11.d | DE | https://www.irena.org/publications/2020/Jun/Renewable-Power-Costs-in-2019 | Fig. 5.5, 2015-2019 weighted average for Europe | https://setis.ec.europa.eu/system/files/ETRI_2014.pdf | p.24-26, 2020-2050 CAPEX ref value, EU average, utility/commercial >2 MW without tracking | 1842.6929 | 1842.6929 | 1842.6929 | 1842.6929 | 1842.6929 | 1842.6929 | 1842.6929 | 1842.6929 | 0.91 | 1.6769 | 1.6769 | 1.6769 | 1.6769 | 1.6769 | 1.6769 | 1.6769 | 1.6769 | 191.4404 | 149.8657 | 140.3244 | 130.7832 | 128.3978 | 126.0125 | 125.2174 | 124.4223
Production of electricity by wind onshore | i40.11.e.1 | DE | https://www.irena.org/publications/2020/Jun/Renewable-Power-Costs-in-2019 | Fig. 2.5, 2011-2019 weighted average for Germany | https://setis.ec.europa.eu/system/files/ETRI_2014.pdf | p.14, 2020-2050 CAPEX ref value, EU average, utility/commercial >2 MW without tracking | 1988.1111 | 1936.8711 | 1901.0032 | 1865.1352 | 1793.3992 | 1721.6632 | 1649.9273 | 1578.1913 | 0.91 | 1.8092 | 1.7626 | 1.7299 | 1.6973 | 1.632 | 1.5667 | 1.5014 | 1.4362 | 10418.7332 | 18722.1086 | 28067.4537 | 30593.9649 | 17228.4759 | 17375.1402 | 14248.2415 | 13884.1371
Production of electricity by wind offshore | i40.11.e.2 | DE | https://www.irena.org/publications/2020/Jun/Renewable-Power-Costs-in-2019 | Tab. 4.1, (2010+2019)/2 weighted average for Germany | https://setis.ec.europa.eu/system/files/ETRI_2014.pdf | p.16, 2020-2050 CAPEX ref value, EU average, utility/commercial >2 MW without tracking | 5252.5 | 4582.0164 | 4343.3698 | 4104.7231 | 3945.6253 | 3786.5275 | 3639.7628 | 3492.9982 | 0.91 | 4.7798 | 4.1696 | 3.9525 | 3.7353 | 3.5905 | 3.4457 | 3.3122 | 3.1786 | 11731.9501 | 15044.5345 | 22851.4685 | 23853.3752 | 11879.1483 | 12023.9225 | 9359.3643 | 9173.7765
Production of electricity by petroleum and other oil derivatives | i40.11.f | DE | https://setis.ec.europa.eu/system/files/ETRI_2014.pdf | p.44, 2013 CAPEX ref value |  |  | 2442.8571 | 2300 | 2300 | 2300 | 2300 | 2300 | 2250 | 2200 |  | 2.4429 | 2.3 | 2.3 | 2.3 | 2.3 | 2.3 | 2.25 | 2.2 | 2994.1319 | 264.3492 | 165.2182 | 66.0873 | 41.3046 | 16.5218 | 8.0813 | 0
Production of electricity by biomass and waste | i40.11.g | DE | https://setis.ec.europa.eu/system/files/ETRI_2014.pdf | p.70, 2013 CAPEX ref value |  |  | 2812.8571 | 2620 | 2495 | 2370 | 2260 | 2150 | 2050 | 1950 |  | 2.8129 | 2.62 | 2.495 | 2.37 | 2.26 | 2.15 | 2.05 | 1.95 | 1083.0086 | 293.4837 | 174.676 | 66.3699 | 39.5559 | 15.0522 | 7.1761 | 0
Production of electricity by solar photovoltaic utility | i40.11.h.1 | DE | https://www.irena.org/publications/2020/Jun/Renewable-Power-Costs-in-2019 | Fig. 3.4, 2011-2019 weighted average for Germany | https://setis.ec.europa.eu/system/files/ETRI_2014.pdf | p.20, 2020-2050 CAPEX ref value, EU average, utility/commercial >2 MW without tracking | 1608.2726 | 1385.5887 | 1247.0298 | 1108.4709 | 1056.5114 | 1004.5518 | 952.5922 | 900.6326 | 0.91 | 1.4635 | 1.2609 | 1.1348 | 1.0087 | 0.96143 | 0.91414 | 0.86686 | 0.81958 | 1497.1229 | 8239.4932 | 12037.7482 | 12240.9554 | 6527.3657 | 6555.4204 | 5223.2952 | 5042.7088
Production of electricity by solar photovoltaic residential | i40.11.h.2 | DE | https://www.irena.org/publications/2020/Jun/Renewable-Power-Costs-in-2019 | Tab. 3.1, 2011-2019 weighted average for Germany | https://setis.ec.europa.eu/system/files/ETRI_2014.pdf | p.21, 2020-2050 CAPEX ref value, EU average, residential <100 kW | 2164.4444 | 1904.7111 | 1809.4756 | 1714.24 | 1662.2933 | 1610.3467 | 1567.0578 | 1523.7689 | 0.91 | 1.9696 | 1.7333 | 1.6466 | 1.56 | 1.5127 | 1.4654 | 1.426 | 1.3866 | 3725.21 | 10634.2585 | 15558.3576 | 16677.7457 | 9594.0598 | 9749.4402 | 8158.4832 | 8076.6848
Production of electricity by solar thermal | i40.11.i | DE | https://setis.ec.europa.eu/system/files/ETRI_2014.pdf | p.22, 2013 CAPEX ref value |  |  | 5285.7143 | 4500 | 4150 | 3800 | 3650 | 3500 | 3450 | 3400 | 0.91 | 4.81 | 4.095 | 3.7765 | 3.458 | 3.3215 | 3.185 | 3.1395 | 3.094 | 0 | 0 | 0 | 0 | 0 | 0 | 0 | 0
Production of electricity by tide, wave, ocean | i40.11.j | DE | https://setis.ec.europa.eu/system/files/ETRI_2014.pdf | p.34, 2013 CAPEX ref value |  |  | 8140 | 5790 | 5135 | 4480 | 3565 | 2650 | 2475 | 2300 |  | 8.14 | 5.79 | 5.135 | 4.48 | 3.565 | 2.65 | 2.475 | 2.3 | 0 | 337.1332 | 508.2909 | 521.7122 | 243.9048 | 192.8763 | 154.9197 | 147.3138
Production of electricity by Geothermal | i40.11.k | DE | https://setis.ec.europa.eu/system/files/ETRI_2014.pdf | p.29, 2013 CAPEX ref value |  |  | 5370 | 4970 | 4720 | 4470 | 4245 | 4020 | 3815 | 3610 | 0.91 | 4.8867 | 4.5227 | 4.2952 | 4.0677 | 3.863 | 3.6582 | 3.4716 | 3.2851 | 3.9094 | 5.3066 | 6.0705 | 6.0744 | 4.4553 | 4.2923 | 3.8188 | 3.6355
Production of electricity by coal | i40.11.a | DK | https://setis.ec.europa.eu/system/files/ETRI_2014.pdf | p.42, Tab. 23+24, 2013 CAPEX ref value, share from ENTSO-E Transparency Platform Installed Capacity 2015 |  |  | 1600 | 1600 | 1600 | 1600 | 1600 | 1600 | 1600 | 1600 |  | 1.6 | 1.6 | 1.6 | 1.6 | 1.6 | 1.6 | 1.6 | 1.6 | 169.0116 | 135.2093 | 84.5058 | 33.8023 | 21.1265 | 8.4506 | 4.2253 | 0
Production of electricity by gas | i40.11.b | DK | https://setis.ec.europa.eu/system/files/ETRI_2014.pdf | p.40, 2013 CAPEX ref value |  |  | 850 | 850 | 850 | 850 | 850 | 850 | 850 | 850 |  | 0.85 | 0.85 | 0.85 | 0.85 | 0.85 | 0.85 | 0.85 | 0.85 | 64.4256 | 51.5405 | 32.2128 | 12.8851 | 8.0532 | 3.2213 | 1.6106 | 0
Production of electricity by nuclear | i40.11.c | DK | https://setis.ec.europa.eu/system/files/ETRI_2014.pdf | p.58, 2013 CAPEX ref value |  |  | 4457.1429 | 4350 | 4225 | 4100 | 3950 | 3800 | 3775 | 3750 |  | 4.4571 | 4.35 | 4.225 | 4.1 | 3.95 | 3.8 | 3.775 | 3.75 | 0 | 0 | 0 | 0 | 0 | 0 | 0 | 0
Production of electricity by hydro | i40.11.d | DK | https://www.irena.org/publications/2020/Jun/Renewable-Power-Costs-in-2019 | Fig. 5.5, 2015-2019 weighted average for Europe | https://setis.ec.europa.eu/system/files/ETRI_2014.pdf | p.24-26, 2020-2050 CAPEX ref value, EU average, utility/commercial >2 MW without tracking | 1842.6929 | 1842.6929 | 1842.6929 | 1842.6929 | 1842.6929 | 1842.6929 | 1842.6929 | 1842.6929 | 0.91 | 1.6769 | 1.6769 | 1.6769 | 1.6769 | 1.6769 | 1.6769 | 1.6769 | 1.6769 | 0.25153 | 0.25153 | 0.25153 | 0.25153 | 0.25153 | 0.25153 | 0.25153 | 0.25153
Production of electricity by wind onshore | i40.11.e.1 | DK | https://www.irena.org/publications/2020/Jun/Renewable-Power-Costs-in-2019 | Fig. 2.5, 2011-2019 weighted average for Denmark | https://setis.ec.europa.eu/system/files/ETRI_2014.pdf | p.14, 2020-2050 CAPEX ref value, EU average, utility/commercial >2 MW without tracking | 1801.3333 | 1754.9072 | 1722.4089 | 1689.9107 | 1624.9141 | 1559.9175 | 1494.921 | 1429.9244 | 0.91 | 1.6392 | 1.597 | 1.5674 | 1.5378 | 1.4787 | 1.4195 | 1.3604 | 1.3012 | 623.503 | 1160.8182 | 1691.7191 | 1831.1097 | 1059.3938 | 1065.1064 | 882.4729 | 858.7982
Production of electricity by wind offshore | i40.11.e.2 | DK | https://www.irena.org/publications/2020/Jun/Renewable-Power-Costs-in-2019 | Tab. 4.1, (2010+2019)/2 weighted average for Denmark | https://setis.ec.europa.eu/system/files/ETRI_2014.pdf | p.16, 2020-2050 CAPEX ref value, EU average, utility/commercial >2 MW without tracking | 3096.5 | 2701.2306 | 2560.5415 | 2419.8524 | 2326.0597 | 2232.267 | 2145.745 | 2059.223 | 0.91 | 2.8178 | 2.4581 | 2.3301 | 2.2021 | 2.1167 | 2.0314 | 1.9526 | 1.8739 | 178.6165 | 574.2858 | 801.6317 | 820.3276 | 445.7129 | 447.0933 | 361.5546 | 352.9266
Production of electricity by petroleum and other oil derivatives | i40.11.f | DK | https://setis.ec.europa.eu/system/files/ETRI_2014.pdf | p.44, 2013 CAPEX ref value |  |  | 2442.8571 | 2300 | 2300 | 2300 | 2300 | 2300 | 2250 | 2200 |  | 2.4429 | 2.3 | 2.3 | 2.3 | 2.3 | 2.3 | 2.25 | 2.2 | 1589.2224 | 53.4683 | 33.4177 | 13.3671 | 8.3544 | 3.3418 | 1.6346 | 0
Production of electricity by biomass and waste | i40.11.g | DK | https://setis.ec.europa.eu/system/files/ETRI_2014.pdf | p.70, 2013 CAPEX ref value |  |  | 2812.8571 | 2620 | 2495 | 2370 | 2260 | 2150 | 2050 | 1950 |  | 2.8129 | 2.62 | 2.495 | 2.37 | 2.26 | 2.15 | 2.05 | 1.95 | 200.42 | 149.3429 | 88.8861 | 33.7732 | 20.1285 | 7.6595 | 3.6516 | 0
Production of electricity by solar photovoltaic utility | i40.11.h.1 | DK | https://www.irena.org/publications/2020/Jun/Renewable-Power-Costs-in-2019 | Fig. 3.4, 2011-2019 weighted average for Germany | https://setis.ec.europa.eu/system/files/ETRI_2014.pdf | p.20, 2020-2050 CAPEX ref value, EU average, utility/commercial >2 MW without tracking | 1608.2726 | 1385.5887 | 1247.0298 | 1108.4709 | 1056.5114 | 1004.5518 | 952.5922 | 900.6326 | 0.91 | 1.4635 | 1.2609 | 1.1348 | 1.0087 | 0.96143 | 0.91414 | 0.86686 | 0.81958 | 1.9777 | 583.698 | 875.3829 | 894.803 | 463.6056 | 467.2418 | 367.867 | 355.7021
Production of electricity by solar photovoltaic residential | i40.11.h.2 | DK | https://www.irena.org/publications/2020/Jun/Renewable-Power-Costs-in-2019 | Tab. 3.1, 2011-2019 weighted average for Germany | https://setis.ec.europa.eu/system/files/ETRI_2014.pdf | p.21, 2020-2050 CAPEX ref value, EU average, residential <100 kW | 2164.4444 | 1904.7111 | 1809.4756 | 1714.24 | 1662.2933 | 1610.3467 | 1567.0578 | 1523.7689 | 0.91 | 1.9696 | 1.7333 | 1.6466 | 1.56 | 1.5127 | 1.4654 | 1.426 | 1.3866 | 408.1825 | 394.9887 | 588.8842 | 633.7905 | 356.9841 | 363.6534 | 301.8401 | 299.1242
Production of electricity by solar thermal | i40.11.i | DK | https://setis.ec.europa.eu/system/files/ETRI_2014.pdf | p.22, 2013 CAPEX ref value |  |  | 5285.7143 | 4500 | 4150 | 3800 | 3650 | 3500 | 3450 | 3400 | 0.91 | 4.81 | 4.095 | 3.7765 | 3.458 | 3.3215 | 3.185 | 3.1395 | 3.094 | 0 | 0 | 0 | 0 | 0 | 0 | 0 | 0
Production of electricity by tide, wave, ocean | i40.11.j | DK | https://setis.ec.europa.eu/system/files/ETRI_2014.pdf | p.34, 2013 CAPEX ref value |  |  | 8140 | 5790 | 5135 | 4480 | 3565 | 2650 | 2475 | 2300 |  | 8.14 | 5.79 | 5.135 | 4.48 | 3.565 | 2.65 | 2.475 | 2.3 | 0 | 238.4823 | 359.5564 | 369.0503 | 172.5341 | 136.4374 | 109.5876 | 104.2073
Production of electricity by Geothermal | i40.11.k | DK | https://setis.ec.europa.eu/system/files/ETRI_2014.pdf | p.29, 2013 CAPEX ref value |  |  | 5370 | 4970 | 4720 | 4470 | 4245 | 4020 | 3815 | 3610 | 0.91 | 4.8867 | 4.5227 | 4.2952 | 4.0677 | 3.863 | 3.6582 | 3.4716 | 3.2851 | 0 | 0 | 0 | 0 | 0 | 0 | 0 | 0
Production of electricity by coal | i40.11.a | EE | https://setis.ec.europa.eu/system/files/ETRI_2014.pdf | p.42, Tab. 23+24, 2013 CAPEX ref value, share from ENTSO-E Transparency Platform Installed Capacity 2015 |  |  | 1600 | 1600 | 1600 | 1600 | 1600 | 1600 | 1600 | 1600 |  | 1.6 | 1.6 | 1.6 | 1.6 | 1.6 | 1.6 | 1.6 | 1.6 | 74.856 | 59.8848 | 37.428 | 14.9712 | 9.357 | 3.7428 | 1.8714 | 0
Production of electricity by gas | i40.11.b | EE | https://setis.ec.europa.eu/system/files/ETRI_2014.pdf | p.40, 2013 CAPEX ref value |  |  | 850 | 850 | 850 | 850 | 850 | 850 | 850 | 850 |  | 0.85 | 0.85 | 0.85 | 0.85 | 0.85 | 0.85 | 0.85 | 0.85 | 32.3659 | 8.2127 | 5.133 | 2.0532 | 1.2832 | 0.5133 | 0.25665 | 0
Production of electricity by nuclear | i40.11.c | EE | https://setis.ec.europa.eu/system/files/ETRI_2014.pdf | p.58, 2013 CAPEX ref value |  |  | 4457.1429 | 4350 | 4225 | 4100 | 3950 | 3800 | 3775 | 3750 |  | 4.4571 | 4.35 | 4.225 | 4.1 | 3.95 | 3.8 | 3.775 | 3.75 | 0 | 0 | 0 | 0 | 0 | 0 | 0 | 0
Production of electricity by hydro | i40.11.d | EE | https://www.irena.org/publications/2020/Jun/Renewable-Power-Costs-in-2019 | Fig. 5.5, 2015-2019 weighted average for Europe | https://setis.ec.europa.eu/system/files/ETRI_2014.pdf | p.24-26, 2020-2050 CAPEX ref value, EU average, utility/commercial >2 MW without tracking | 1842.6929 | 1842.6929 | 1842.6929 | 1842.6929 | 1842.6929 | 1842.6929 | 1842.6929 | 1842.6929 | 0.91 | 1.6769 | 1.6769 | 1.6769 | 1.6769 | 1.6769 | 1.6769 | 1.6769 | 1.6769 | 1.9004 | 0.22358 | 0.22358 | 0.22358 | 0.22358 | 0.22358 | 0.22358 | 0.22358
Production of electricity by wind onshore | i40.11.e.1 | EE | https://www.irena.org/publications/2020/Jun/Renewable-Power-Costs-in-2019 | Fig. 2.5, 2011-2019 weighted average for Sweden | https://setis.ec.europa.eu/system/files/ETRI_2014.pdf | p.14, 2020-2050 CAPEX ref value, EU average, utility/commercial >2 MW without tracking | 1836.1111 | 1788.7887 | 1755.6629 | 1722.5372 | 1656.2858 | 1590.0344 | 1523.7829 | 1457.5315 | 0.91 | 1.6709 | 1.6278 | 1.5977 | 1.5675 | 1.5072 | 1.4469 | 1.3866 | 1.3264 | 67.06 | 316.9123 | 499.1589 | 550.4805 | 295.9987 | 300.1571 | 241.6553 | 236.0369
Production of electricity by wind offshore | i40.11.e.2 | EE | https://www.irena.org/publications/2020/Jun/Renewable-Power-Costs-in-2019 | Tab. 4.1, (2010+2019)/2 weighted average for Europe | https://setis.ec.europa.eu/system/files/ETRI_2014.pdf | p.16, 2020-2050 CAPEX ref value, EU average, utility/commercial >2 MW without tracking | 4376 | 3817.402 | 3618.579 | 3419.7559 | 3287.2073 | 3154.6586 | 3032.385 | 2910.1114 | 0.91 | 3.9822 | 3.4738 | 3.2929 | 3.112 | 2.9914 | 2.8707 | 2.7595 | 2.6482 | 0 | 214.9969 | 331.9455 | 347.7525 | 170.351 | 172.7357 | 133.4254 | 130.8908
Production of electricity by petroleum and other oil derivatives | i40.11.f | EE | https://setis.ec.europa.eu/system/files/ETRI_2014.pdf | p.44, 2013 CAPEX ref value |  |  | 2442.8571 | 2300 | 2300 | 2300 | 2300 | 2300 | 2250 | 2200 |  | 2.4429 | 2.3 | 2.3 | 2.3 | 2.3 | 2.3 | 2.25 | 2.2 | 1819.9286 | 0 | 0 | 0 | 0 | 0 | 0 | 0
Production of electricity by biomass and waste | i40.11.g | EE | https://setis.ec.europa.eu/system/files/ETRI_2014.pdf | p.70, 2013 CAPEX ref value |  |  | 2812.8571 | 2620 | 2495 | 2370 | 2260 | 2150 | 2050 | 1950 |  | 2.8129 | 2.62 | 2.495 | 2.37 | 2.26 | 2.15 | 2.05 | 1.95 | 24.5956 | 12.0394 | 7.1656 | 2.7227 | 1.6227 | 0.61748 | 0.29438 | 0
Production of electricity by solar photovoltaic utility | i40.11.h.1 | EE | https://www.irena.org/publications/2020/Jun/Renewable-Power-Costs-in-2019 | Fig. 3.4, 2011-2019 weighted average for the United Kingdom | https://setis.ec.europa.eu/system/files/ETRI_2014.pdf | p.20, 2020-2050 CAPEX ref value, EU average, utility/commercial >2 MW without tracking | 2040.9771 | 1758.3803 | 1582.5423 | 1406.7042 | 1340.765 | 1274.8257 | 1208.8864 | 1142.9472 | 0.91 | 1.8573 | 1.6001 | 1.4401 | 1.2801 | 1.2201 | 1.1601 | 1.1001 | 1.0401 | 0 | 130.2469 | 195.3703 | 199.7119 | 103.4513 | 104.2653 | 82.0827 | 79.3692
Production of electricity by solar photovoltaic residential | i40.11.h.2 | EE | https://www.irena.org/publications/2020/Jun/Renewable-Power-Costs-in-2019 | Tab. 3.1, 2011-2019 (ex. 2011-2012) weighted average for the United Kingdom | https://setis.ec.europa.eu/system/files/ETRI_2014.pdf | p.21, 2020-2050 CAPEX ref value, EU average, residential <100 kW | 2900.7143 | 2552.6286 | 2424.9971 | 2297.3657 | 2227.7486 | 2158.1314 | 2100.1171 | 2042.1029 | 0.91 | 2.6397 | 2.3229 | 2.2067 | 2.0906 | 2.0273 | 1.9639 | 1.9111 | 1.8583 | 0.10559 | 168.2888 | 266.3984 | 290.2216 | 152.9865 | 157.0933 | 126.9242 | 126.2213
Production of electricity by solar thermal | i40.11.i | EE | https://setis.ec.europa.eu/system/files/ETRI_2014.pdf | p.22, 2013 CAPEX ref value |  |  | 5285.7143 | 4500 | 4150 | 3800 | 3650 | 3500 | 3450 | 3400 | 0.91 | 4.81 | 4.095 | 3.7765 | 3.458 | 3.3215 | 3.185 | 3.1395 | 3.094 | 0 | 0 | 0 | 0 | 0 | 0 | 0 | 0
Production of electricity by tide, wave, ocean | i40.11.j | EE | https://setis.ec.europa.eu/system/files/ETRI_2014.pdf | p.34, 2013 CAPEX ref value |  |  | 8140 | 5790 | 5135 | 4480 | 3565 | 2650 | 2475 | 2300 |  | 8.14 | 5.79 | 5.135 | 4.48 | 3.565 | 2.65 | 2.475 | 2.3 | 0 | 13.7424 | 20.7192 | 21.2663 | 9.9422 | 7.8621 | 6.3149 | 6.0049
Production of electricity by Geothermal | i40.11.k | EE | https://setis.ec.europa.eu/system/files/ETRI_2014.pdf | p.29, 2013 CAPEX ref value |  |  | 5370 | 4970 | 4720 | 4470 | 4245 | 4020 | 3815 | 3610 | 0.91 | 4.8867 | 4.5227 | 4.2952 | 4.0677 | 3.863 | 3.6582 | 3.4716 | 3.2851 | 0 | 0 | 0 | 0 | 0 | 0 | 0 | 0
Production of electricity by coal | i40.11.a | ES | https://setis.ec.europa.eu/system/files/ETRI_2014.pdf | p.42, Tab. 23+24, 2013 CAPEX ref value, share from ENTSO-E Transparency Platform Installed Capacity 2015 |  |  | 1645.1692 | 1645.1692 | 1645.1692 | 1645.1692 | 1645.1692 | 1645.1692 | 1645.1692 | 1645.1692 |  | 1.6452 | 1.6452 | 1.6452 | 1.6452 | 1.6452 | 1.6452 | 1.6452 | 1.6452 | 424.3026 | 339.4421 | 212.1513 | 84.8605 | 53.0378 | 21.2151 | 10.6076 | 0
Production of electricity by gas | i40.11.b | ES | https://setis.ec.europa.eu/system/files/ETRI_2014.pdf | p.40, 2013 CAPEX ref value |  |  | 850 | 850 | 850 | 850 | 850 | 850 | 850 | 850 |  | 0.85 | 0.85 | 0.85 | 0.85 | 0.85 | 0.85 | 0.85 | 0.85 | 887.7622 | 710.2098 | 443.8811 | 177.5524 | 110.9703 | 44.3881 | 22.1941 | 0
Production of electricity by nuclear | i40.11.c | ES | https://setis.ec.europa.eu/system/files/ETRI_2014.pdf | p.58, 2013 CAPEX ref value |  |  | 4457.1429 | 4350 | 4225 | 4100 | 3950 | 3800 | 3775 | 3750 |  | 4.4571 | 4.35 | 4.225 | 4.1 | 3.95 | 3.8 | 3.775 | 3.75 | 549.6251 | 429.1304 | 260.4994 | 101.1169 | 60.886 | 23.4295 | 11.6377 | 0
Production of electricity by hydro | i40.11.d | ES | https://www.irena.org/publications/2020/Jun/Renewable-Power-Costs-in-2019 | Fig. 5.5, 2015-2019 weighted average for Europe | https://setis.ec.europa.eu/system/files/ETRI_2014.pdf | p.24-26, 2020-2050 CAPEX ref value, EU average, utility/commercial >2 MW without tracking | 1842.6929 | 1842.6929 | 1842.6929 | 1842.6929 | 1842.6929 | 1842.6929 | 1842.6929 | 1842.6929 | 0.91 | 1.6769 | 1.6769 | 1.6769 | 1.6769 | 1.6769 | 1.6769 | 1.6769 | 1.6769 | 1856.6089 | 492.6531 | 508.7089 | 511.9201 | 483.8224 | 484.6252 | 478.4704 | 478.738
Production of electricity by wind onshore | i40.11.e.1 | ES | https://www.irena.org/publications/2020/Jun/Renewable-Power-Costs-in-2019 | Fig. 2.5, 2011-2019 weighted average for Spain | https://setis.ec.europa.eu/system/files/ETRI_2014.pdf | p.14, 2020-2050 CAPEX ref value, EU average, utility/commercial >2 MW without tracking | 1920.1111 | 1870.6237 | 1835.9825 | 1801.3414 | 1732.059 | 1662.7766 | 1593.4943 | 1524.2119 | 0.91 | 1.7473 | 1.7023 | 1.6707 | 1.6392 | 1.5762 | 1.5131 | 1.4501 | 1.387 | 2043.058 | 8171.8735 | 12021.0247 | 13042.0361 | 7478.1664 | 7526.1657 | 6214.5885 | 6050.4552
Production of electricity by wind offshore | i40.11.e.2 | ES | https://www.irena.org/publications/2020/Jun/Renewable-Power-Costs-in-2019 | Tab. 4.1, (2010+2019)/2 weighted average for Europe | https://setis.ec.europa.eu/system/files/ETRI_2014.pdf | p.16, 2020-2050 CAPEX ref value, EU average, utility/commercial >2 MW without tracking | 4376 | 3817.402 | 3618.579 | 3419.7559 | 3287.2073 | 3154.6586 | 3032.385 | 2910.1114 | 0.91 | 3.9822 | 3.4738 | 3.2929 | 3.112 | 2.9914 | 2.8707 | 2.7595 | 2.6482 | 0 | 3254.0692 | 5024.137 | 5263.3817 | 2578.3351 | 2614.4287 | 2019.4507 | 1981.0884
Production of electricity by petroleum and other oil derivatives | i40.11.f | ES | https://setis.ec.europa.eu/system/files/ETRI_2014.pdf | p.44, 2013 CAPEX ref value |  |  | 2442.8571 | 2300 | 2300 | 2300 | 2300 | 2300 | 2250 | 2200 |  | 2.4429 | 2.3 | 2.3 | 2.3 | 2.3 | 2.3 | 2.25 | 2.2 | 523.1587 | 394.0517 | 246.2823 | 98.5129 | 61.5706 | 24.6282 | 12.0464 | 0
Production of electricity by biomass and waste | i40.11.g | ES | https://setis.ec.europa.eu/system/files/ETRI_2014.pdf | p.70, 2013 CAPEX ref value |  |  | 2812.8571 | 2620 | 2495 | 2370 | 2260 | 2150 | 2050 | 1950 |  | 2.8129 | 2.62 | 2.495 | 2.37 | 2.26 | 2.15 | 2.05 | 1.95 | 136.464 | 99.5901 | 59.2742 | 22.5218 | 13.4228 | 5.1078 | 2.4351 | 0
Production of electricity by solar photovoltaic utility | i40.11.h.1 | ES | https://www.irena.org/publications/2020/Jun/Renewable-Power-Costs-in-2019 | Fig. 3.4, 2011-2019 weighted average for Spain | https://setis.ec.europa.eu/system/files/ETRI_2014.pdf | p.20, 2020-2050 CAPEX ref value, EU average, utility/commercial >2 MW without tracking | 1393.1387 | 1200.2425 | 1080.2183 | 960.194 | 915.1849 | 870.1758 | 825.1667 | 780.1577 | 0.91 | 1.2678 | 1.0922 | 0.983 | 0.87378 | 0.83282 | 0.79186 | 0.7509 | 0.70994 | 59.0564 | 1748.9249 | 2593.9372 | 2645.6903 | 1387.5606 | 1396.344 | 1104.9991 | 1067.7451
Production of electricity by solar photovoltaic residential | i40.11.h.2 | ES | https://www.irena.org/publications/2020/Jun/Renewable-Power-Costs-in-2019 | Tab. 3.1, 2011-2019 (ex. 2011-2012) weighted average for Spain | https://setis.ec.europa.eu/system/files/ETRI_2014.pdf | p.21, 2020-2050 CAPEX ref value, EU average, residential <100 kW | 1866.2857 | 1642.3314 | 1560.2149 | 1478.0983 | 1433.3074 | 1388.5166 | 1351.1909 | 1313.8651 | 0.91 | 1.6983 | 1.4945 | 1.4198 | 1.3451 | 1.3043 | 1.2636 | 1.2296 | 1.1956 | 257.7084 | 4706.5676 | 7313.5054 | 7938.3365 | 4270.7423 | 4374.4204 | 3564.5361 | 3540.8647
Production of electricity by solar thermal | i40.11.i | ES | https://setis.ec.europa.eu/system/files/ETRI_2014.pdf | p.22, 2013 CAPEX ref value |  |  | 5285.7143 | 4500 | 4150 | 3800 | 3650 | 3500 | 3450 | 3400 | 0.91 | 4.81 | 4.095 | 3.7765 | 3.458 | 3.3215 | 3.185 | 3.1395 | 3.094 | 375.6349 | 991.0295 | 1311.8942 | 1322.7136 | 774.6684 | 770.8007 | 658.7049 | 658.2148
Production of electricity by tide, wave, ocean | i40.11.j | ES | https://setis.ec.europa.eu/system/files/ETRI_2014.pdf | p.34, 2013 CAPEX ref value |  |  | 8140 | 5790 | 5135 | 4480 | 3565 | 2650 | 2475 | 2300 |  | 8.14 | 5.79 | 5.135 | 4.48 | 3.565 | 2.65 | 2.475 | 2.3 | 0 | 918.8607 | 1385.3531 | 1421.933 | 664.7656 | 525.6867 | 422.2355 | 401.5056
Production of electricity by Geothermal | i40.11.k | ES | https://setis.ec.europa.eu/system/files/ETRI_2014.pdf | p.29, 2013 CAPEX ref value |  |  | 5370 | 4970 | 4720 | 4470 | 4245 | 4020 | 3815 | 3610 | 0.91 | 4.8867 | 4.5227 | 4.2952 | 4.0677 | 3.863 | 3.6582 | 3.4716 | 3.2851 | 0 | 10.553 | 16.4649 | 17.6267 | 8.5307 | 8.5358 | 6.5093 | 6.2964
Production of electricity by coal | i40.11.a | FI | https://setis.ec.europa.eu/system/files/ETRI_2014.pdf | p.42, Tab. 23+24, 2013 CAPEX ref value, share from ENTSO-E Transparency Platform Installed Capacity 2015 |  |  | 1600 | 1600 | 1600 | 1600 | 1600 | 1600 | 1600 | 1600 |  | 1.6 | 1.6 | 1.6 | 1.6 | 1.6 | 1.6 | 1.6 | 1.6 | 173.595 | 138.876 | 86.7975 | 34.719 | 21.6994 | 8.6798 | 4.3399 | 0
Production of electricity by gas | i40.11.b | FI | https://setis.ec.europa.eu/system/files/ETRI_2014.pdf | p.40, 2013 CAPEX ref value |  |  | 850 | 850 | 850 | 850 | 850 | 850 | 850 | 850 |  | 0.85 | 0.85 | 0.85 | 0.85 | 0.85 | 0.85 | 0.85 | 0.85 | 76.4351 | 61.1481 | 38.2175 | 15.287 | 9.5544 | 3.8218 | 1.9109 | 0
Production of electricity by nuclear | i40.11.c | FI | https://setis.ec.europa.eu/system/files/ETRI_2014.pdf | p.58, 2013 CAPEX ref value |  |  | 4457.1429 | 4350 | 4225 | 4100 | 3950 | 3800 | 3775 | 3750 |  | 4.4571 | 4.35 | 4.225 | 4.1 | 3.95 | 3.8 | 3.775 | 3.75 | 202.5326 | 158.1312 | 95.992 | 37.2608 | 22.436 | 8.6336 | 4.2884 | 0
Production of electricity by hydro | i40.11.d | FI | https://www.irena.org/publications/2020/Jun/Renewable-Power-Costs-in-2019 | Fig. 5.5, 2015-2019 weighted average for Europe | https://setis.ec.europa.eu/system/files/ETRI_2014.pdf | p.24-26, 2020-2050 CAPEX ref value, EU average, utility/commercial >2 MW without tracking | 1842.6929 | 1842.6929 | 1842.6929 | 1842.6929 | 1842.6929 | 1842.6929 | 1842.6929 | 1842.6929 | 0.91 | 1.6769 | 1.6769 | 1.6769 | 1.6769 | 1.6769 | 1.6769 | 1.6769 | 1.6769 | 93.2329 | 91.3325 | 90.9971 | 90.6617 | 90.5779 | 90.494 | 90.4661 | 90.4381
Production of electricity by wind onshore | i40.11.e.1 | FI | https://www.irena.org/publications/2020/Jun/Renewable-Power-Costs-in-2019 | Fig. 2.5, 2011-2019 weighted average for Sweden | https://setis.ec.europa.eu/system/files/ETRI_2014.pdf | p.14, 2020-2050 CAPEX ref value, EU average, utility/commercial >2 MW without tracking | 1836.1111 | 1788.7887 | 1755.6629 | 1722.5372 | 1656.2858 | 1590.0344 | 1523.7829 | 1457.5315 | 0.91 | 1.6709 | 1.6278 | 1.5977 | 1.5675 | 1.5072 | 1.4469 | 1.3866 | 1.3264 | 714.8127 | 3413.8173 | 5495.3155 | 6090.2325 | 3210.0239 | 3263.0608 | 2605.4661 | 2547.6243
Production of electricity by wind offshore | i40.11.e.2 | FI | https://www.irena.org/publications/2020/Jun/Renewable-Power-Costs-in-2019 | Tab. 4.1, (2010+2019)/2 weighted average for Europe | https://setis.ec.europa.eu/system/files/ETRI_2014.pdf | p.16, 2020-2050 CAPEX ref value, EU average, utility/commercial >2 MW without tracking | 4376 | 3817.402 | 3618.579 | 3419.7559 | 3287.2073 | 3154.6586 | 3032.385 | 2910.1114 | 0.91 | 3.9822 | 3.4738 | 3.2929 | 3.112 | 2.9914 | 2.8707 | 2.7595 | 2.6482 | 0.85233 | 1997.1559 | 3083.1134 | 3229.8354 | 1582.3857 | 1604.514 | 1239.4445 | 1215.8911
Production of electricity by petroleum and other oil derivatives | i40.11.f | FI | https://setis.ec.europa.eu/system/files/ETRI_2014.pdf | p.44, 2013 CAPEX ref value |  |  | 2442.8571 | 2300 | 2300 | 2300 | 2300 | 2300 | 2250 | 2200 |  | 2.4429 | 2.3 | 2.3 | 2.3 | 2.3 | 2.3 | 2.25 | 2.2 | 6265.3646 | 80.5352 | 50.3345 | 20.1338 | 12.5836 | 5.0334 | 2.462 | 0
Production of electricity by biomass and waste | i40.11.g | FI | https://setis.ec.europa.eu/system/files/ETRI_2014.pdf | p.70, 2013 CAPEX ref value |  |  | 2812.8571 | 2620 | 2495 | 2370 | 2260 | 2150 | 2050 | 1950 |  | 2.8129 | 2.62 | 2.495 | 2.37 | 2.26 | 2.15 | 2.05 | 1.95 | 322.2125 | 217.0406 | 129.1785 | 49.0826 | 29.2528 | 11.1316 | 5.3069 | 0
Production of electricity by solar photovoltaic utility | i40.11.h.1 | FI | https://www.irena.org/publications/2020/Jun/Renewable-Power-Costs-in-2019 | Fig. 3.4, 2011-2019 weighted average for the United Kingdom | https://setis.ec.europa.eu/system/files/ETRI_2014.pdf | p.20, 2020-2050 CAPEX ref value, EU average, utility/commercial >2 MW without tracking | 2040.9771 | 1758.3803 | 1582.5423 | 1406.7042 | 1340.765 | 1274.8257 | 1208.8864 | 1142.9472 | 0.91 | 1.8573 | 1.6001 | 1.4401 | 1.2801 | 1.2201 | 1.1601 | 1.1001 | 1.0401 | 0 | 1605.446 | 2408.169 | 2461.6839 | 1275.1589 | 1285.193 | 1011.7654 | 978.3187
Production of electricity by solar photovoltaic residential | i40.11.h.2 | FI | https://www.irena.org/publications/2020/Jun/Renewable-Power-Costs-in-2019 | Tab. 3.1, 2011-2019 (ex. 2011-2012) weighted average for the United Kingdom | https://setis.ec.europa.eu/system/files/ETRI_2014.pdf | p.21, 2020-2050 CAPEX ref value, EU average, residential <100 kW | 2900.7143 | 2552.6286 | 2424.9971 | 2297.3657 | 2227.7486 | 2158.1314 | 2100.1171 | 2042.1029 | 0.91 | 2.6397 | 2.3229 | 2.2067 | 2.0906 | 2.0273 | 1.9639 | 1.9111 | 1.8583 | 17.1049 | 670.3433 | 1060.6707 | 1155.4223 | 609.3624 | 625.6825 | 505.627 | 502.8132
Production of electricity by solar thermal | i40.11.i | FI | https://setis.ec.europa.eu/system/files/ETRI_2014.pdf | p.22, 2013 CAPEX ref value |  |  | 5285.7143 | 4500 | 4150 | 3800 | 3650 | 3500 | 3450 | 3400 | 0.91 | 4.81 | 4.095 | 3.7765 | 3.458 | 3.3215 | 3.185 | 3.1395 | 3.094 | 0 | 0 | 0 | 0 | 0 | 0 | 0 | 0
Production of electricity by tide, wave, ocean | i40.11.j | FI | https://setis.ec.europa.eu/system/files/ETRI_2014.pdf | p.34, 2013 CAPEX ref value |  |  | 8140 | 5790 | 5135 | 4480 | 3565 | 2650 | 2475 | 2300 |  | 8.14 | 5.79 | 5.135 | 4.48 | 3.565 | 2.65 | 2.475 | 2.3 | 0 | 6.6779 | 10.0682 | 10.334 | 4.8312 | 3.8205 | 3.0686 | 2.918
Production of electricity by Geothermal | i40.11.k | FI | https://setis.ec.europa.eu/system/files/ETRI_2014.pdf | p.29, 2013 CAPEX ref value |  |  | 5370 | 4970 | 4720 | 4470 | 4245 | 4020 | 3815 | 3610 | 0.91 | 4.8867 | 4.5227 | 4.2952 | 4.0677 | 3.863 | 3.6582 | 3.4716 | 3.2851 | 0 | 0 | 0 | 0 | 0 | 0 | 0 | 0
Production of electricity by coal | i40.11.a | FR | https://setis.ec.europa.eu/system/files/ETRI_2014.pdf | p.42, Tab. 23+24, 2013 CAPEX ref value, share from ENTSO-E Transparency Platform Installed Capacity 2015 |  |  | 1600 | 1600 | 1600 | 1600 | 1600 | 1600 | 1600 | 1600 |  | 1.6 | 1.6 | 1.6 | 1.6 | 1.6 | 1.6 | 1.6 | 1.6 | 215.3935 | 172.3148 | 107.6968 | 43.0787 | 26.9242 | 10.7697 | 5.3848 | 0
Production of electricity by gas | i40.11.b | FR | https://setis.ec.europa.eu/system/files/ETRI_2014.pdf | p.40, 2013 CAPEX ref value |  |  | 850 | 850 | 850 | 850 | 850 | 850 | 850 | 850 |  | 0.85 | 0.85 | 0.85 | 0.85 | 0.85 | 0.85 | 0.85 | 0.85 | 273.3089 | 218.6471 | 136.6544 | 54.6618 | 34.1636 | 13.6654 | 6.8327 | 0
Production of electricity by nuclear | i40.11.c | FR | https://setis.ec.europa.eu/system/files/ETRI_2014.pdf | p.58, 2013 CAPEX ref value |  |  | 4457.1429 | 4350 | 4225 | 4100 | 3950 | 3800 | 3775 | 3750 |  | 4.4571 | 4.35 | 4.225 | 4.1 | 3.95 | 3.8 | 3.775 | 3.75 | 4698.3278 | 3668.3098 | 2226.8116 | 864.3718 | 520.4678 | 200.2813 | 99.4818 | 0
Production of electricity by hydro | i40.11.d | FR | https://www.irena.org/publications/2020/Jun/Renewable-Power-Costs-in-2019 | Fig. 5.5, 2015-2019 weighted average for Europe | https://setis.ec.europa.eu/system/files/ETRI_2014.pdf | p.24-26, 2020-2050 CAPEX ref value, EU average, utility/commercial >2 MW without tracking | 1842.6929 | 1842.6929 | 1842.6929 | 1842.6929 | 1842.6929 | 1842.6929 | 1842.6929 | 1842.6929 | 0.91 | 1.6769 | 1.6769 | 1.6769 | 1.6769 | 1.6769 | 1.6769 | 1.6769 | 1.6769 | 660.5394 | 632.0162 | 589.2313 | 546.4465 | 535.7503 | 525.0541 | 521.4886 | 517.9232
Production of electricity by wind onshore | i40.11.e.1 | FR | https://www.irena.org/publications/2020/Jun/Renewable-Power-Costs-in-2019 | Fig. 2.5, 2011-2019 weighted average for France | https://setis.ec.europa.eu/system/files/ETRI_2014.pdf | p.14, 2020-2050 CAPEX ref value, EU average, utility/commercial >2 MW without tracking | 1913.6667 | 1864.3454 | 1829.8204 | 1795.2955 | 1726.2457 | 1657.1959 | 1588.146 | 1519.0962 | 0.91 | 1.7414 | 1.6966 | 1.6651 | 1.6337 | 1.5709 | 1.508 | 1.4452 | 1.3824 | 2811.8368 | 13277.9384 | 21012.2569 | 23197.5752 | 12419.6109 | 12600.7065 | 10126.7721 | 9893.6076
Production of electricity by wind offshore | i40.11.e.2 | FR | https://www.irena.org/publications/2020/Jun/Renewable-Power-Costs-in-2019 | Tab. 4.1, (2010+2019)/2 weighted average for Europe | https://setis.ec.europa.eu/system/files/ETRI_2014.pdf | p.16, 2020-2050 CAPEX ref value, EU average, utility/commercial >2 MW without tracking | 4376 | 3817.402 | 3618.579 | 3419.7559 | 3287.2073 | 3154.6586 | 3032.385 | 2910.1114 | 0.91 | 3.9822 | 3.4738 | 3.2929 | 3.112 | 2.9914 | 2.8707 | 2.7595 | 2.6482 | 0 | 5904.8761 | 9116.864 | 9551.0003 | 4678.6802 | 4744.1761 | 3664.5214 | 3594.9086
Production of electricity by petroleum and other oil derivatives | i40.11.f | FR | https://setis.ec.europa.eu/system/files/ETRI_2014.pdf | p.44, 2013 CAPEX ref value |  |  | 2442.8571 | 2300 | 2300 | 2300 | 2300 | 2300 | 2250 | 2200 |  | 2.4429 | 2.3 | 2.3 | 2.3 | 2.3 | 2.3 | 2.25 | 2.2 | 6239.7762 | 404.4216 | 252.7635 | 101.1054 | 63.1909 | 25.2763 | 12.3634 | 0
Production of electricity by biomass and waste | i40.11.g | FR | https://setis.ec.europa.eu/system/files/ETRI_2014.pdf | p.70, 2013 CAPEX ref value |  |  | 2812.8571 | 2620 | 2495 | 2370 | 2260 | 2150 | 2050 | 1950 |  | 2.8129 | 2.62 | 2.495 | 2.37 | 2.26 | 2.15 | 2.05 | 1.95 | 220.0744 | 104.6821 | 62.3048 | 23.6733 | 14.1091 | 5.369 | 2.5596 | 0
Production of electricity by solar photovoltaic utility | i40.11.h.1 | FR | https://www.irena.org/publications/2020/Jun/Renewable-Power-Costs-in-2019 | Fig. 3.4, 2011-2019 weighted average for France | https://setis.ec.europa.eu/system/files/ETRI_2014.pdf | p.20, 2020-2050 CAPEX ref value, EU average, utility/commercial >2 MW without tracking | 2503.4421 | 2156.8117 | 1941.1305 | 1725.4493 | 1644.5689 | 1563.6885 | 1482.808 | 1401.9276 | 0.91 | 2.2781 | 1.9627 | 1.7664 | 1.5702 | 1.4966 | 1.423 | 1.3494 | 1.2758 | 2103.3707 | 5818.4046 | 8590.275 | 8753.7036 | 4614.1172 | 4640.4684 | 3679.9204 | 3554.8888
Production of electricity by solar photovoltaic residential | i40.11.h.2 | FR | https://www.irena.org/publications/2020/Jun/Renewable-Power-Costs-in-2019 | Tab. 3.1, 2011-2019 weighted average for France | https://setis.ec.europa.eu/system/files/ETRI_2014.pdf | p.21, 2020-2050 CAPEX ref value, EU average, residential <100 kW | 4069.1111 | 3580.8178 | 3401.7769 | 3222.736 | 3125.0773 | 3027.4187 | 2946.0364 | 2864.6542 | 0.91 | 3.7029 | 3.2585 | 3.0956 | 2.9327 | 2.8438 | 2.755 | 2.6809 | 2.6068 | 1569.3574 | 19875.6976 | 31206.9572 | 33943.12 | 18053.7214 | 18517.8582 | 15018.0482 | 14927.5282
Production of electricity by solar thermal | i40.11.i | FR | https://setis.ec.europa.eu/system/files/ETRI_2014.pdf | p.22, 2013 CAPEX ref value |  |  | 5285.7143 | 4500 | 4150 | 3800 | 3650 | 3500 | 3450 | 3400 | 0.91 | 4.81 | 4.095 | 3.7765 | 3.458 | 3.3215 | 3.185 | 3.1395 | 3.094 | 0 | 861.5113 | 1305.258 | 1351.0686 | 661.3467 | 670.0644 | 530.7525 | 534.684
Production of electricity by tide, wave, ocean | i40.11.j | FR | https://setis.ec.europa.eu/system/files/ETRI_2014.pdf | p.34, 2013 CAPEX ref value |  |  | 8140 | 5790 | 5135 | 4480 | 3565 | 2650 | 2475 | 2300 |  | 8.14 | 5.79 | 5.135 | 4.48 | 3.565 | 2.65 | 2.475 | 2.3 | 91.6515 | 1475.0769 | 2183.4804 | 2232.233 | 1060.1453 | 836.4426 | 675.7384 | 641.9603
Production of electricity by Geothermal | i40.11.k | FR | https://setis.ec.europa.eu/system/files/ETRI_2014.pdf | p.29, 2013 CAPEX ref value |  |  | 5370 | 4970 | 4720 | 4470 | 4245 | 4020 | 3815 | 3610 | 0.91 | 4.8867 | 4.5227 | 4.2952 | 4.0677 | 3.863 | 3.6582 | 3.4716 | 3.2851 | 2.7385 | 6.3733 | 8.3963 | 8.6914 | 5.2679 | 5.155 | 4.3134 | 4.1314
Production of electricity by coal | i40.11.a | GR | https://setis.ec.europa.eu/system/files/ETRI_2014.pdf | p.42, Tab. 23+24, 2013 CAPEX ref value, share from ENTSO-E Transparency Platform Installed Capacity 2015 |  |  | 2000 | 2000 | 2000 | 2000 | 2000 | 2000 | 2000 | 2000 |  | 2 | 2 | 2 | 2 | 2 | 2 | 2 | 2 | 202.165 | 156.932 | 98.0825 | 39.233 | 24.5206 | 9.8082 | 4.9041 | 0
Production of electricity by gas | i40.11.b | GR | https://setis.ec.europa.eu/system/files/ETRI_2014.pdf | p.40, 2013 CAPEX ref value |  |  | 850 | 850 | 850 | 850 | 850 | 850 | 850 | 850 |  | 0.85 | 0.85 | 0.85 | 0.85 | 0.85 | 0.85 | 0.85 | 0.85 | 266.6696 | 114.7357 | 71.7098 | 28.6839 | 17.9274 | 7.171 | 3.5855 | 0
Production of electricity by nuclear | i40.11.c | GR | https://setis.ec.europa.eu/system/files/ETRI_2014.pdf | p.58, 2013 CAPEX ref value |  |  | 4457.1429 | 4350 | 4225 | 4100 | 3950 | 3800 | 3775 | 3750 |  | 4.4571 | 4.35 | 4.225 | 4.1 | 3.95 | 3.8 | 3.775 | 3.75 | 0 | 0 | 0 | 0 | 0 | 0 | 0 | 0
Production of electricity by hydro | i40.11.d | GR | https://www.irena.org/publications/2020/Jun/Renewable-Power-Costs-in-2019 | Fig. 5.5, 2015-2019 weighted average for Europe | https://setis.ec.europa.eu/system/files/ETRI_2014.pdf | p.24-26, 2020-2050 CAPEX ref value, EU average, utility/commercial >2 MW without tracking | 1842.6929 | 1842.6929 | 1842.6929 | 1842.6929 | 1842.6929 | 1842.6929 | 1842.6929 | 1842.6929 | 0.91 | 1.6769 | 1.6769 | 1.6769 | 1.6769 | 1.6769 | 1.6769 | 1.6769 | 1.6769 | 99.7447 | 90.8462 | 85.0443 | 79.2424 | 77.7919 | 76.3414 | 75.8579 | 75.3744
Production of electricity by wind onshore | i40.11.e.1 | GR | https://www.irena.org/publications/2020/Jun/Renewable-Power-Costs-in-2019 | Fig. 2.5, 2011-2019 weighted average for Italy | https://setis.ec.europa.eu/system/files/ETRI_2014.pdf | p.14, 2020-2050 CAPEX ref value, EU average, utility/commercial >2 MW without tracking | 2218.7778 | 2161.5928 | 2121.5633 | 2081.5338 | 2001.4748 | 1921.4158 | 1841.3568 | 1761.2978 | 0.91 | 2.0191 | 1.967 | 1.9306 | 1.8942 | 1.8213 | 1.7485 | 1.6756 | 1.6028 | 445.3805 | 2148.1542 | 3354.8439 | 3692.5333 | 2001.1905 | 2027.3821 | 1637.4701 | 1598.7377
Production of electricity by wind offshore | i40.11.e.2 | GR | https://www.irena.org/publications/2020/Jun/Renewable-Power-Costs-in-2019 | Tab. 4.1, (2010+2019)/2 weighted average for Europe | https://setis.ec.europa.eu/system/files/ETRI_2014.pdf | p.16, 2020-2050 CAPEX ref value, EU average, utility/commercial >2 MW without tracking | 4376 | 3817.402 | 3618.579 | 3419.7559 | 3287.2073 | 3154.6586 | 3032.385 | 2910.1114 | 0.91 | 3.9822 | 3.4738 | 3.2929 | 3.112 | 2.9914 | 2.8707 | 2.7595 | 2.6482 | 0 | 694.8491 | 1072.8159 | 1123.9024 | 550.558 | 558.2652 | 431.2181 | 423.0265
Production of electricity by petroleum and other oil derivatives | i40.11.f | GR | https://setis.ec.europa.eu/system/files/ETRI_2014.pdf | p.44, 2013 CAPEX ref value |  |  | 2442.8571 | 2300 | 2300 | 2300 | 2300 | 2300 | 2250 | 2200 |  | 2.4429 | 2.3 | 2.3 | 2.3 | 2.3 | 2.3 | 2.25 | 2.2 | 141.1259 | 106.2983 | 66.4365 | 26.5746 | 16.6091 | 6.6436 | 3.2496 | 0
Production of electricity by biomass and waste | i40.11.g | GR | https://setis.ec.europa.eu/system/files/ETRI_2014.pdf | p.70, 2013 CAPEX ref value |  |  | 2812.8571 | 2620 | 2495 | 2370 | 2260 | 2150 | 2050 | 1950 |  | 2.8129 | 2.62 | 2.495 | 2.37 | 2.26 | 2.15 | 2.05 | 1.95 | 7342.3391 | 4.586 | 2.7295 | 1.0371 | 0.61811 | 0.23521 | 0.11213 | 0
Production of electricity by solar photovoltaic utility | i40.11.h.1 | GR | https://www.irena.org/publications/2020/Jun/Renewable-Power-Costs-in-2019 | Fig. 3.4, 2011-2019 (ex. 2015-2016) weighted average for Italy | https://setis.ec.europa.eu/system/files/ETRI_2014.pdf | p.20, 2020-2050 CAPEX ref value, EU average, utility/commercial >2 MW without tracking | 2018.1247 | 1738.6921 | 1564.8229 | 1390.9536 | 1325.7527 | 1260.5517 | 1195.3508 | 1130.1498 | 0.91 | 1.8365 | 1.5822 | 1.424 | 1.2658 | 1.2064 | 1.1471 | 1.0878 | 1.0284 | 53.9508 | 384.6308 | 551.0463 | 558.1118 | 304.1296 | 304.645 | 244.8706 | 236.138
Production of electricity by solar photovoltaic residential | i40.11.h.2 | GR | https://www.irena.org/publications/2020/Jun/Renewable-Power-Costs-in-2019 | Tab. 3.1, 2011-2019 weighted average for Italy | https://setis.ec.europa.eu/system/files/ETRI_2014.pdf | p.21, 2020-2050 CAPEX ref value, EU average, residential <100 kW | 2742.6667 | 2413.5467 | 2292.8693 | 2172.192 | 2106.368 | 2040.544 | 1985.6907 | 1930.8373 | 0.91 | 2.4958 | 2.1963 | 2.0865 | 1.9767 | 1.9168 | 1.8569 | 1.807 | 1.7571 | 206.7117 | 1667.3878 | 2533.0378 | 2736.8716 | 1509.6639 | 1541.6665 | 1269.0707 | 1258.9876
Production of electricity by solar thermal | i40.11.i | GR | https://setis.ec.europa.eu/system/files/ETRI_2014.pdf | p.22, 2013 CAPEX ref value |  |  | 5285.7143 | 4500 | 4150 | 3800 | 3650 | 3500 | 3450 | 3400 | 0.91 | 4.81 | 4.095 | 3.7765 | 3.458 | 3.3215 | 3.185 | 3.1395 | 3.094 | 0 | 218.5148 | 331.0673 | 342.6868 | 167.7448 | 169.956 | 134.6207 | 135.6179
Production of electricity by tide, wave, ocean | i40.11.j | GR | https://setis.ec.europa.eu/system/files/ETRI_2014.pdf | p.34, 2013 CAPEX ref value |  |  | 8140 | 5790 | 5135 | 4480 | 3565 | 2650 | 2475 | 2300 |  | 8.14 | 5.79 | 5.135 | 4.48 | 3.565 | 2.65 | 2.475 | 2.3 | 0 | 317.1659 | 478.1864 | 490.8128 | 229.4591 | 181.4528 | 145.7443 | 138.5889
Production of electricity by Geothermal | i40.11.k | GR | https://setis.ec.europa.eu/system/files/ETRI_2014.pdf | p.29, 2013 CAPEX ref value |  |  | 5370 | 4970 | 4720 | 4470 | 4245 | 4020 | 3815 | 3610 | 0.91 | 4.8867 | 4.5227 | 4.2952 | 4.0677 | 3.863 | 3.6582 | 3.4716 | 3.2851 | 0 | 94.9767 | 148.1844 | 158.6403 | 76.7761 | 76.8222 | 58.5841 | 56.668
Production of electricity by coal | i40.11.a | HR | https://setis.ec.europa.eu/system/files/ETRI_2014.pdf | p.42, Tab. 23+24, 2013 CAPEX ref value, share from ENTSO-E Transparency Platform Installed Capacity 2015 |  |  | 1600 | 1600 | 1600 | 1600 | 1600 | 1600 | 1600 | 1600 |  | 1.6 | 1.6 | 1.6 | 1.6 | 1.6 | 1.6 | 1.6 | 1.6 | 12.4483 | 9.9587 | 6.2242 | 2.4897 | 1.556 | 0.62242 | 0.31121 | 0
Production of electricity by gas | i40.11.b | HR | https://setis.ec.europa.eu/system/files/ETRI_2014.pdf | p.40, 2013 CAPEX ref value |  |  | 850 | 850 | 850 | 850 | 850 | 850 | 850 | 850 |  | 0.85 | 0.85 | 0.85 | 0.85 | 0.85 | 0.85 | 0.85 | 0.85 | 258.2975 | 38.678 | 24.1738 | 9.6695 | 6.0434 | 2.4174 | 1.2087 | 0
Production of electricity by nuclear | i40.11.c | HR | https://setis.ec.europa.eu/system/files/ETRI_2014.pdf | p.58, 2013 CAPEX ref value |  |  | 4457.1429 | 4350 | 4225 | 4100 | 3950 | 3800 | 3775 | 3750 |  | 4.4571 | 4.35 | 4.225 | 4.1 | 3.95 | 3.8 | 3.775 | 3.75 | 0 | 0 | 0 | 0 | 0 | 0 | 0 | 0
Production of electricity by hydro | i40.11.d | HR | https://www.irena.org/publications/2020/Jun/Renewable-Power-Costs-in-2019 | Fig. 5.5, 2015-2019 weighted average for Europe | https://setis.ec.europa.eu/system/files/ETRI_2014.pdf | p.24-26, 2020-2050 CAPEX ref value, EU average, utility/commercial >2 MW without tracking | 1842.6929 | 1842.6929 | 1842.6929 | 1842.6929 | 1842.6929 | 1842.6929 | 1842.6929 | 1842.6929 | 0.91 | 1.6769 | 1.6769 | 1.6769 | 1.6769 | 1.6769 | 1.6769 | 1.6769 | 1.6769 | 86.3578 | 59.2934 | 56.426 | 53.5586 | 52.8418 | 52.1249 | 51.8859 | 51.647
Production of electricity by wind onshore | i40.11.e.1 | HR | https://www.irena.org/publications/2020/Jun/Renewable-Power-Costs-in-2019 | Fig. 2.5, 2011-2019 weighted average for Italy | https://setis.ec.europa.eu/system/files/ETRI_2014.pdf | p.14, 2020-2050 CAPEX ref value, EU average, utility/commercial >2 MW without tracking | 2218.7778 | 2161.5928 | 2121.5633 | 2081.5338 | 2001.4748 | 1921.4158 | 1841.3568 | 1761.2978 | 0.91 | 2.0191 | 1.967 | 1.9306 | 1.8942 | 1.8213 | 1.7485 | 1.6756 | 1.6028 | 202.1814 | 316.4067 | 487.4647 | 534.829 | 293.5471 | 296.9397 | 241.0555 | 235.1993
Production of electricity by wind offshore | i40.11.e.2 | HR | https://www.irena.org/publications/2020/Jun/Renewable-Power-Costs-in-2019 | Tab. 4.1, (2010+2019)/2 weighted average for Europe | https://setis.ec.europa.eu/system/files/ETRI_2014.pdf | p.16, 2020-2050 CAPEX ref value, EU average, utility/commercial >2 MW without tracking | 4376 | 3817.402 | 3618.579 | 3419.7559 | 3287.2073 | 3154.6586 | 3032.385 | 2910.1114 | 0.91 | 3.9822 | 3.4738 | 3.2929 | 3.112 | 2.9914 | 2.8707 | 2.7595 | 2.6482 | 0 | 0 | 0 | 0 | 0 | 0 | 0 | 0
Production of electricity by petroleum and other oil derivatives | i40.11.f | HR | https://setis.ec.europa.eu/system/files/ETRI_2014.pdf | p.44, 2013 CAPEX ref value |  |  | 2442.8571 | 2300 | 2300 | 2300 | 2300 | 2300 | 2250 | 2200 |  | 2.4429 | 2.3 | 2.3 | 2.3 | 2.3 | 2.3 | 2.25 | 2.2 | 1942.7967 | 9.7463 | 6.0914 | 2.4366 | 1.5229 | 0.60914 | 0.29795 | 0
Production of electricity by biomass and waste | i40.11.g | HR | https://setis.ec.europa.eu/system/files/ETRI_2014.pdf | p.70, 2013 CAPEX ref value |  |  | 2812.8571 | 2620 | 2495 | 2370 | 2260 | 2150 | 2050 | 1950 |  | 2.8129 | 2.62 | 2.495 | 2.37 | 2.26 | 2.15 | 2.05 | 1.95 | 80.1824 | 1.0599 | 0.63082 | 0.23969 | 0.14285 | 0.05436 | 0.025916 | 0
Production of electricity by solar photovoltaic utility | i40.11.h.1 | HR | https://www.irena.org/publications/2020/Jun/Renewable-Power-Costs-in-2019 | Fig. 3.4, 2011-2019 (ex. 2015-2016) weighted average for Italy | https://setis.ec.europa.eu/system/files/ETRI_2014.pdf | p.20, 2020-2050 CAPEX ref value, EU average, utility/commercial >2 MW without tracking | 2018.1247 | 1738.6921 | 1564.8229 | 1390.9536 | 1325.7527 | 1260.5517 | 1195.3508 | 1130.1498 | 0.91 | 1.8365 | 1.5822 | 1.424 | 1.2658 | 1.2064 | 1.1471 | 1.0878 | 1.0284 | 0 | 742.5177 | 1113.7765 | 1138.5271 | 589.7601 | 594.4009 | 467.9408 | 452.4717
Production of electricity by solar photovoltaic residential | i40.11.h.2 | HR | https://www.irena.org/publications/2020/Jun/Renewable-Power-Costs-in-2019 | Tab. 3.1, 2011-2019 weighted average for Italy | https://setis.ec.europa.eu/system/files/ETRI_2014.pdf | p.21, 2020-2050 CAPEX ref value, EU average, residential <100 kW | 2742.6667 | 2413.5467 | 2292.8693 | 2172.192 | 2106.368 | 2040.544 | 1985.6907 | 1930.8373 | 0.91 | 2.4958 | 2.1963 | 2.0865 | 1.9767 | 1.9168 | 1.8569 | 1.807 | 1.7571 | 41.3155 | 977.4539 | 1544.5547 | 1682.0951 | 888.4176 | 912.047 | 737.4966 | 733.3336
Production of electricity by solar thermal | i40.11.i | HR | https://setis.ec.europa.eu/system/files/ETRI_2014.pdf | p.22, 2013 CAPEX ref value |  |  | 5285.7143 | 4500 | 4150 | 3800 | 3650 | 3500 | 3450 | 3400 | 0.91 | 4.81 | 4.095 | 3.7765 | 3.458 | 3.3215 | 3.185 | 3.1395 | 3.094 | 0 | 41.369 | 62.6774 | 64.8772 | 31.7573 | 32.1759 | 25.4863 | 25.6751
Production of electricity by tide, wave, ocean | i40.11.j | HR | https://setis.ec.europa.eu/system/files/ETRI_2014.pdf | p.34, 2013 CAPEX ref value |  |  | 8140 | 5790 | 5135 | 4480 | 3565 | 2650 | 2475 | 2300 |  | 8.14 | 5.79 | 5.135 | 4.48 | 3.565 | 2.65 | 2.475 | 2.3 | 0 | 19.0451 | 28.714 | 29.4722 | 13.7785 | 10.8958 | 8.7516 | 8.3219
Production of electricity by Geothermal | i40.11.k | HR | https://setis.ec.europa.eu/system/files/ETRI_2014.pdf | p.29, 2013 CAPEX ref value |  |  | 5370 | 4970 | 4720 | 4470 | 4245 | 4020 | 3815 | 3610 | 0.91 | 4.8867 | 4.5227 | 4.2952 | 4.0677 | 3.863 | 3.6582 | 3.4716 | 3.2851 | 0 | 0 | 0 | 0 | 0 | 0 | 0 | 0
Production of electricity by coal | i40.11.a | HU | https://setis.ec.europa.eu/system/files/ETRI_2014.pdf | p.42, Tab. 23+24, 2013 CAPEX ref value, share from ENTSO-E Transparency Platform Installed Capacity 2015 |  |  | 2000 | 2000 | 2000 | 2000 | 2000 | 2000 | 2000 | 2000 |  | 2 | 2 | 2 | 2 | 2 | 2 | 2 | 2 | 56.8377 | 45.4701 | 28.4188 | 11.3675 | 7.1047 | 2.8419 | 1.4209 | 0
Production of electricity by gas | i40.11.b | HU | https://setis.ec.europa.eu/system/files/ETRI_2014.pdf | p.40, 2013 CAPEX ref value |  |  | 850 | 850 | 850 | 850 | 850 | 850 | 850 | 850 |  | 0.85 | 0.85 | 0.85 | 0.85 | 0.85 | 0.85 | 0.85 | 0.85 | 99.0617 | 79.2494 | 49.5309 | 19.8123 | 12.3827 | 4.9531 | 2.4765 | 0
Production of electricity by nuclear | i40.11.c | HU | https://setis.ec.europa.eu/system/files/ETRI_2014.pdf | p.58, 2013 CAPEX ref value |  |  | 4457.1429 | 4350 | 4225 | 4100 | 3950 | 3800 | 3775 | 3750 |  | 4.4571 | 4.35 | 4.225 | 4.1 | 3.95 | 3.8 | 3.775 | 3.75 | 145.6 | 113.68 | 69.0083 | 26.7867 | 16.1292 | 6.2067 | 3.0829 | 0
Production of electricity by hydro | i40.11.d | HU | https://www.irena.org/publications/2020/Jun/Renewable-Power-Costs-in-2019 | Fig. 5.5, 2015-2019 weighted average for Europe | https://setis.ec.europa.eu/system/files/ETRI_2014.pdf | p.24-26, 2020-2050 CAPEX ref value, EU average, utility/commercial >2 MW without tracking | 1842.6929 | 1842.6929 | 1842.6929 | 1842.6929 | 1842.6929 | 1842.6929 | 1842.6929 | 1842.6929 | 0.91 | 1.6769 | 1.6769 | 1.6769 | 1.6769 | 1.6769 | 1.6769 | 1.6769 | 1.6769 | 1.593 | 1.5874 | 1.579 | 1.5707 | 1.5686 | 1.5665 | 1.5658 | 1.5651
Production of electricity by wind onshore | i40.11.e.1 | HU | https://www.irena.org/publications/2020/Jun/Renewable-Power-Costs-in-2019 | Fig. 2.5, 2011-2019 weighted average for Italy | https://setis.ec.europa.eu/system/files/ETRI_2014.pdf | p.14, 2020-2050 CAPEX ref value, EU average, utility/commercial >2 MW without tracking | 2218.7778 | 2161.5928 | 2121.5633 | 2081.5338 | 2001.4748 | 1921.4158 | 1841.3568 | 1761.2978 | 0.91 | 2.0191 | 1.967 | 1.9306 | 1.8942 | 1.8213 | 1.7485 | 1.6756 | 1.6028 | 33.2236 | 792.326 | 1266.7314 | 1401.715 | 743.447 | 755.1507 | 604.5417 | 590.9199
Production of electricity by wind offshore | i40.11.e.2 | HU | https://www.irena.org/publications/2020/Jun/Renewable-Power-Costs-in-2019 | Tab. 4.1, (2010+2019)/2 weighted average for Europe | https://setis.ec.europa.eu/system/files/ETRI_2014.pdf | p.16, 2020-2050 CAPEX ref value, EU average, utility/commercial >2 MW without tracking | 4376 | 3817.402 | 3618.579 | 3419.7559 | 3287.2073 | 3154.6586 | 3032.385 | 2910.1114 | 0.91 | 3.9822 | 3.4738 | 3.2929 | 3.112 | 2.9914 | 2.8707 | 2.7595 | 2.6482 | 0 | 0 | 0 | 0 | 0 | 0 | 0 | 0
Production of electricity by petroleum and other oil derivatives | i40.11.f | HU | https://setis.ec.europa.eu/system/files/ETRI_2014.pdf | p.44, 2013 CAPEX ref value |  |  | 2442.8571 | 2300 | 2300 | 2300 | 2300 | 2300 | 2250 | 2200 |  | 2.4429 | 2.3 | 2.3 | 2.3 | 2.3 | 2.3 | 2.25 | 2.2 | 6.3728 | 4.8001 | 3 | 1.2 | 0.75001 | 0.3 | 0.14674 | 0
Production of electricity by biomass and waste | i40.11.g | HU | https://setis.ec.europa.eu/system/files/ETRI_2014.pdf | p.70, 2013 CAPEX ref value |  |  | 2812.8571 | 2620 | 2495 | 2370 | 2260 | 2150 | 2050 | 1950 |  | 2.8129 | 2.62 | 2.495 | 2.37 | 2.26 | 2.15 | 2.05 | 1.95 | 39.2812 | 29.2704 | 17.4212 | 6.6194 | 3.9451 | 1.5012 | 0.7157 | 0
Production of electricity by solar photovoltaic utility | i40.11.h.1 | HU | https://www.irena.org/publications/2020/Jun/Renewable-Power-Costs-in-2019 | Fig. 3.4, 2011-2019 weighted average for France | https://setis.ec.europa.eu/system/files/ETRI_2014.pdf | p.20, 2020-2050 CAPEX ref value, EU average, utility/commercial >2 MW without tracking | 2503.4421 | 2156.8117 | 1941.1305 | 1725.4493 | 1644.5689 | 1563.6885 | 1482.808 | 1401.9276 | 0.91 | 2.2781 | 1.9627 | 1.7664 | 1.5702 | 1.4966 | 1.423 | 1.3494 | 1.2758 | 36.8316 | 2570.1079 | 3854.9647 | 3940.5911 | 2041.3513 | 2057.4001 | 1619.7222 | 1566.1728
Production of electricity by solar photovoltaic residential | i40.11.h.2 | HU | https://www.irena.org/publications/2020/Jun/Renewable-Power-Costs-in-2019 | Tab. 3.1, 2011-2019 weighted average for France | https://setis.ec.europa.eu/system/files/ETRI_2014.pdf | p.21, 2020-2050 CAPEX ref value, EU average, residential <100 kW | 4069.1111 | 3580.8178 | 3401.7769 | 3222.736 | 3125.0773 | 3027.4187 | 2946.0364 | 2864.6542 | 0.91 | 3.7029 | 3.2585 | 3.0956 | 2.9327 | 2.8438 | 2.755 | 2.6809 | 2.6068 | 254.1389 | 3021.0227 | 4779.9168 | 5206.8754 | 2746.1908 | 2819.7249 | 2278.7194 | 2266.033
Production of electricity by solar thermal | i40.11.i | HU | https://setis.ec.europa.eu/system/files/ETRI_2014.pdf | p.22, 2013 CAPEX ref value |  |  | 5285.7143 | 4500 | 4150 | 3800 | 3650 | 3500 | 3450 | 3400 | 0.91 | 4.81 | 4.095 | 3.7765 | 3.458 | 3.3215 | 3.185 | 3.1395 | 3.094 | 0 | 0 | 0 | 0 | 0 | 0 | 0 | 0
Production of electricity by tide, wave, ocean | i40.11.j | HU | https://setis.ec.europa.eu/system/files/ETRI_2014.pdf | p.34, 2013 CAPEX ref value |  |  | 8140 | 5790 | 5135 | 4480 | 3565 | 2650 | 2475 | 2300 |  | 8.14 | 5.79 | 5.135 | 4.48 | 3.565 | 2.65 | 2.475 | 2.3 | 0 | 0 | 0 | 0 | 0 | 0 | 0 | 0
Production of electricity by Geothermal | i40.11.k | HU | https://setis.ec.europa.eu/system/files/ETRI_2014.pdf | p.29, 2013 CAPEX ref value |  |  | 5370 | 4970 | 4720 | 4470 | 4245 | 4020 | 3815 | 3610 | 0.91 | 4.8867 | 4.5227 | 4.2952 | 4.0677 | 3.863 | 3.6582 | 3.4716 | 3.2851 | 4.8867 | 78.3935 | 119.5497 | 127.4546 | 63.5777 | 63.4088 | 49.0371 | 47.3602
Production of electricity by coal | i40.11.a | IE | https://setis.ec.europa.eu/system/files/ETRI_2014.pdf | p.42, Tab. 23+24, 2013 CAPEX ref value, share from ENTSO-E Transparency Platform Installed Capacity 2015 |  |  | 1600 | 1600 | 1600 | 1600 | 1600 | 1600 | 1600 | 1600 |  | 1.6 | 1.6 | 1.6 | 1.6 | 1.6 | 1.6 | 1.6 | 1.6 | 47.4312 | 37.945 | 23.7156 | 9.4862 | 5.9289 | 2.3716 | 1.1858 | 0
Production of electricity by gas | i40.11.b | IE | https://setis.ec.europa.eu/system/files/ETRI_2014.pdf | p.40, 2013 CAPEX ref value |  |  | 850 | 850 | 850 | 850 | 850 | 850 | 850 | 850 |  | 0.85 | 0.85 | 0.85 | 0.85 | 0.85 | 0.85 | 0.85 | 0.85 | 112.4612 | 89.969 | 56.2306 | 22.4922 | 14.0577 | 5.6231 | 2.8115 | 0
Production of electricity by nuclear | i40.11.c | IE | https://setis.ec.europa.eu/system/files/ETRI_2014.pdf | p.58, 2013 CAPEX ref value |  |  | 4457.1429 | 4350 | 4225 | 4100 | 3950 | 3800 | 3775 | 3750 |  | 4.4571 | 4.35 | 4.225 | 4.1 | 3.95 | 3.8 | 3.775 | 3.75 | 0 | 0 | 0 | 0 | 0 | 0 | 0 | 0
Production of electricity by hydro | i40.11.d | IE | https://www.irena.org/publications/2020/Jun/Renewable-Power-Costs-in-2019 | Fig. 5.5, 2015-2019 weighted average for Europe | https://setis.ec.europa.eu/system/files/ETRI_2014.pdf | p.24-26, 2020-2050 CAPEX ref value, EU average, utility/commercial >2 MW without tracking | 1842.6929 | 1842.6929 | 1842.6929 | 1842.6929 | 1842.6929 | 1842.6929 | 1842.6929 | 1842.6929 | 0.91 | 1.6769 | 1.6769 | 1.6769 | 1.6769 | 1.6769 | 1.6769 | 1.6769 | 1.6769 | 6.6236 | 6.6236 | 6.6236 | 6.6236 | 6.6236 | 6.6236 | 6.6236 | 6.6236
Production of electricity by wind onshore | i40.11.e.1 | IE | https://www.irena.org/publications/2020/Jun/Renewable-Power-Costs-in-2019 | Fig. 2.5, 2011-2019 weighted average for the United Kingdom | https://setis.ec.europa.eu/system/files/ETRI_2014.pdf | p.14, 2020-2050 CAPEX ref value, EU average, utility/commercial >2 MW without tracking | 2160 | 2104.3299 | 2065.3608 | 2026.3918 | 1948.4536 | 1870.5155 | 1792.5773 | 1714.6392 | 0.91 | 1.9656 | 1.9149 | 1.8795 | 1.844 | 1.7731 | 1.7022 | 1.6312 | 1.5603 | 574.3798 | 1112.8231 | 1655.4901 | 1801.1077 | 1021.7162 | 1029.5414 | 846.6491 | 824.717
Production of electricity by wind offshore | i40.11.e.2 | IE | https://www.irena.org/publications/2020/Jun/Renewable-Power-Costs-in-2019 | Tab. 4.1, (2010+2019)/2 weighted average for the United Kingdom | https://setis.ec.europa.eu/system/files/ETRI_2014.pdf | p.16, 2020-2050 CAPEX ref value, EU average, utility/commercial >2 MW without tracking | 4557 | 3975.2973 | 3768.2505 | 3561.2038 | 3423.1727 | 3285.1415 | 3157.8104 | 3030.4794 | 0.91 | 4.1469 | 3.6175 | 3.4291 | 3.2407 | 3.1151 | 2.9895 | 2.8736 | 2.7577 | 0 | 561.9273 | 867.5906 | 908.9044 | 445.2385 | 451.4713 | 348.7278 | 342.1033
Production of electricity by petroleum and other oil derivatives | i40.11.f | IE | https://setis.ec.europa.eu/system/files/ETRI_2014.pdf | p.44, 2013 CAPEX ref value |  |  | 2442.8571 | 2300 | 2300 | 2300 | 2300 | 2300 | 2250 | 2200 |  | 2.4429 | 2.3 | 2.3 | 2.3 | 2.3 | 2.3 | 2.25 | 2.2 | 1511.2713 | 60.0743 | 37.5465 | 15.0186 | 9.3866 | 3.7546 | 1.8365 | 0
Production of electricity by biomass and waste | i40.11.g | IE | https://setis.ec.europa.eu/system/files/ETRI_2014.pdf | p.70, 2013 CAPEX ref value |  |  | 2812.8571 | 2620 | 2495 | 2370 | 2260 | 2150 | 2050 | 1950 |  | 2.8129 | 2.62 | 2.495 | 2.37 | 2.26 | 2.15 | 2.05 | 1.95 | 7.735 | 5.7637 | 3.4305 | 1.3034 | 0.77684 | 0.29561 | 0.14093 | 0
Production of electricity by solar photovoltaic utility | i40.11.h.1 | IE | https://www.irena.org/publications/2020/Jun/Renewable-Power-Costs-in-2019 | Fig. 3.4, 2011-2019 weighted average for the United Kingdom | https://setis.ec.europa.eu/system/files/ETRI_2014.pdf | p.20, 2020-2050 CAPEX ref value, EU average, utility/commercial >2 MW without tracking | 2040.9771 | 1758.3803 | 1582.5423 | 1406.7042 | 1340.765 | 1274.8257 | 1208.8864 | 1142.9472 | 0.91 | 1.8573 | 1.6001 | 1.4401 | 1.2801 | 1.2201 | 1.1601 | 1.1001 | 1.0401 | 0 | 508.9539 | 763.4308 | 780.396 | 404.2472 | 407.4282 | 320.747 | 310.1438
Production of electricity by solar photovoltaic residential | i40.11.h.2 | IE | https://www.irena.org/publications/2020/Jun/Renewable-Power-Costs-in-2019 | Tab. 3.1, 2011-2019 (ex. 2011-2012) weighted average for the United Kingdom | https://setis.ec.europa.eu/system/files/ETRI_2014.pdf | p.21, 2020-2050 CAPEX ref value, EU average, residential <100 kW | 2900.7143 | 2552.6286 | 2424.9971 | 2297.3657 | 2227.7486 | 2158.1314 | 2100.1171 | 2042.1029 | 0.91 | 2.6397 | 2.3229 | 2.2067 | 2.0906 | 2.0273 | 1.9639 | 1.9111 | 1.8583 | 2.0344 | 793.5666 | 1256.4102 | 1368.8109 | 721.4201 | 740.8027 | 598.4891 | 595.1805
Production of electricity by solar thermal | i40.11.i | IE | https://setis.ec.europa.eu/system/files/ETRI_2014.pdf | p.22, 2013 CAPEX ref value |  |  | 5285.7143 | 4500 | 4150 | 3800 | 3650 | 3500 | 3450 | 3400 | 0.91 | 4.81 | 4.095 | 3.7765 | 3.458 | 3.3215 | 3.185 | 3.1395 | 3.094 | 0 | 0 | 0 | 0 | 0 | 0 | 0 | 0
Production of electricity by tide, wave, ocean | i40.11.j | IE | https://setis.ec.europa.eu/system/files/ETRI_2014.pdf | p.34, 2013 CAPEX ref value |  |  | 8140 | 5790 | 5135 | 4480 | 3565 | 2650 | 2475 | 2300 |  | 8.14 | 5.79 | 5.135 | 4.48 | 3.565 | 2.65 | 2.475 | 2.3 | 0 | 77.0971 | 116.2382 | 119.3075 | 55.7772 | 44.1078 | 35.4277 | 33.6884
Production of electricity by Geothermal | i40.11.k | IE | https://setis.ec.europa.eu/system/files/ETRI_2014.pdf | p.29, 2013 CAPEX ref value |  |  | 5370 | 4970 | 4720 | 4470 | 4245 | 4020 | 3815 | 3610 | 0.91 | 4.8867 | 4.5227 | 4.2952 | 4.0677 | 3.863 | 3.6582 | 3.4716 | 3.2851 | 0 | 0 | 0 | 0 | 0 | 0 | 0 | 0
Production of electricity by coal | i40.11.a | IT | https://setis.ec.europa.eu/system/files/ETRI_2014.pdf | p.42, Tab. 23+24, 2013 CAPEX ref value, share from ENTSO-E Transparency Platform Installed Capacity 2015 |  |  | 1600 | 1600 | 1600 | 1600 | 1600 | 1600 | 1600 | 1600 |  | 1.6 | 1.6 | 1.6 | 1.6 | 1.6 | 1.6 | 1.6 | 1.6 | 403.6596 | 304.3677 | 190.2298 | 76.0919 | 47.5575 | 19.023 | 9.5115 | 0
Production of electricity by gas | i40.11.b | IT | https://setis.ec.europa.eu/system/files/ETRI_2014.pdf | p.40, 2013 CAPEX ref value |  |  | 850 | 850 | 850 | 850 | 850 | 850 | 850 | 850 |  | 0.85 | 0.85 | 0.85 | 0.85 | 0.85 | 0.85 | 0.85 | 0.85 | 1474.5947 | 1179.6758 | 737.2974 | 294.9189 | 184.3243 | 73.7297 | 36.8649 | 0
Production of electricity by nuclear | i40.11.c | IT | https://setis.ec.europa.eu/system/files/ETRI_2014.pdf | p.58, 2013 CAPEX ref value |  |  | 4457.1429 | 4350 | 4225 | 4100 | 3950 | 3800 | 3775 | 3750 |  | 4.4571 | 4.35 | 4.225 | 4.1 | 3.95 | 3.8 | 3.775 | 3.75 | 0 | 0 | 0 | 0 | 0 | 0 | 0 | 0
Production of electricity by hydro | i40.11.d | IT | https://www.irena.org/publications/2020/Jun/Renewable-Power-Costs-in-2019 | Fig. 5.5, 2015-2019 weighted average for Europe | https://setis.ec.europa.eu/system/files/ETRI_2014.pdf | p.24-26, 2020-2050 CAPEX ref value, EU average, utility/commercial >2 MW without tracking | 1842.6929 | 1842.6929 | 1842.6929 | 1842.6929 | 1842.6929 | 1842.6929 | 1842.6929 | 1842.6929 | 0.91 | 1.6769 | 1.6769 | 1.6769 | 1.6769 | 1.6769 | 1.6769 | 1.6769 | 1.6769 | 721.9401 | 493.9834 | 458.9121 | 423.8407 | 415.0729 | 406.3051 | 403.3825 | 400.4599
Production of electricity by wind onshore | i40.11.e.1 | IT | https://www.irena.org/publications/2020/Jun/Renewable-Power-Costs-in-2019 | Fig. 2.5, 2011-2019 weighted average for Italy | https://setis.ec.europa.eu/system/files/ETRI_2014.pdf | p.14, 2020-2050 CAPEX ref value, EU average, utility/commercial >2 MW without tracking | 2218.7778 | 2161.5928 | 2121.5633 | 2081.5338 | 2001.4748 | 1921.4158 | 1841.3568 | 1761.2978 | 0.91 | 2.0191 | 1.967 | 1.9306 | 1.8942 | 1.8213 | 1.7485 | 1.6756 | 1.6028 | 1820.9951 | 12048.951 | 19013.6692 | 20977.6128 | 11260.3113 | 11420.9026 | 9188.3961 | 8975.5961
Production of electricity by wind offshore | i40.11.e.2 | IT | https://www.irena.org/publications/2020/Jun/Renewable-Power-Costs-in-2019 | Tab. 4.1, (2010+2019)/2 weighted average for Europe | https://setis.ec.europa.eu/system/files/ETRI_2014.pdf | p.16, 2020-2050 CAPEX ref value, EU average, utility/commercial >2 MW without tracking | 4376 | 3817.402 | 3618.579 | 3419.7559 | 3287.2073 | 3154.6586 | 3032.385 | 2910.1114 | 0.91 | 3.9822 | 3.4738 | 3.2929 | 3.112 | 2.9914 | 2.8707 | 2.7595 | 2.6482 | 0 | 5527.8088 | 8534.689 | 8941.1028 | 4379.9141 | 4441.2276 | 3430.5163 | 3365.3488
Production of electricity by petroleum and other oil derivatives | i40.11.f | IT | https://setis.ec.europa.eu/system/files/ETRI_2014.pdf | p.44, 2013 CAPEX ref value |  |  | 2442.8571 | 2300 | 2300 | 2300 | 2300 | 2300 | 2250 | 2200 |  | 2.4429 | 2.3 | 2.3 | 2.3 | 2.3 | 2.3 | 2.25 | 2.2 | 972.1174 | 732.2147 | 457.6342 | 183.0537 | 114.4086 | 45.7634 | 22.3843 | 0
Production of electricity by biomass and waste | i40.11.g | IT | https://setis.ec.europa.eu/system/files/ETRI_2014.pdf | p.70, 2013 CAPEX ref value |  |  | 2812.8571 | 2620 | 2495 | 2370 | 2260 | 2150 | 2050 | 1950 |  | 2.8129 | 2.62 | 2.495 | 2.37 | 2.26 | 2.15 | 2.05 | 1.95 | 600.2569 | 403.2653 | 240.016 | 91.1965 | 54.3523 | 20.6827 | 9.8604 | 0
Production of electricity by solar photovoltaic utility | i40.11.h.1 | IT | https://www.irena.org/publications/2020/Jun/Renewable-Power-Costs-in-2019 | Fig. 3.4, 2011-2019 (ex. 2015-2016) weighted average for Italy | https://setis.ec.europa.eu/system/files/ETRI_2014.pdf | p.20, 2020-2050 CAPEX ref value, EU average, utility/commercial >2 MW without tracking | 2018.1247 | 1738.6921 | 1564.8229 | 1390.9536 | 1325.7527 | 1260.5517 | 1195.3508 | 1130.1498 | 0.91 | 1.8365 | 1.5822 | 1.424 | 1.2658 | 1.2064 | 1.1471 | 1.0878 | 1.0284 | 361.706 | 3365.1205 | 4890.1357 | 4967.2963 | 2664.4748 | 2674.0192 | 2135.7704 | 2061.2874
Production of electricity by solar photovoltaic residential | i40.11.h.2 | IT | https://www.irena.org/publications/2020/Jun/Renewable-Power-Costs-in-2019 | Tab. 3.1, 2011-2019 weighted average for Italy | https://setis.ec.europa.eu/system/files/ETRI_2014.pdf | p.21, 2020-2050 CAPEX ref value, EU average, residential <100 kW | 2742.6667 | 2413.5467 | 2292.8693 | 2172.192 | 2106.368 | 2040.544 | 1985.6907 | 1930.8373 | 0.91 | 2.4958 | 2.1963 | 2.0865 | 1.9767 | 1.9168 | 1.8569 | 1.807 | 1.7571 | 2161.9934 | 7921.8897 | 11721.9591 | 12595.7563 | 7154.5773 | 7281.0953 | 6063.3049 | 6006.2357
Production of electricity by solar thermal | i40.11.i | IT | https://setis.ec.europa.eu/system/files/ETRI_2014.pdf | p.22, 2013 CAPEX ref value |  |  | 5285.7143 | 4500 | 4150 | 3800 | 3650 | 3500 | 3450 | 3400 | 0.91 | 4.81 | 4.095 | 3.7765 | 3.458 | 3.3215 | 3.185 | 3.1395 | 3.094 | 0 | 1489.9176 | 2257.3434 | 2336.5692 | 1143.7482 | 1158.8248 | 917.8957 | 924.6949
Production of electricity by tide, wave, ocean | i40.11.j | IT | https://setis.ec.europa.eu/system/files/ETRI_2014.pdf | p.34, 2013 CAPEX ref value |  |  | 8140 | 5790 | 5135 | 4480 | 3565 | 2650 | 2475 | 2300 |  | 8.14 | 5.79 | 5.135 | 4.48 | 3.565 | 2.65 | 2.475 | 2.3 | 0 | 683.7972 | 1030.9513 | 1058.1733 | 494.7049 | 391.2052 | 314.219 | 298.7922
Production of electricity by Geothermal | i40.11.k | IT | https://setis.ec.europa.eu/system/files/ETRI_2014.pdf | p.29, 2013 CAPEX ref value |  |  | 5370 | 4970 | 4720 | 4470 | 4245 | 4020 | 3815 | 3610 | 0.91 | 4.8867 | 4.5227 | 4.2952 | 4.0677 | 3.863 | 3.6582 | 3.4716 | 3.2851 | 125.914 | 164.4454 | 185.4238 | 184.8363 | 138.2646 | 133.0122 | 119.0053 | 113.2319
Production of electricity by coal | i40.11.a | LT | https://setis.ec.europa.eu/system/files/ETRI_2014.pdf | p.42, Tab. 23+24, 2013 CAPEX ref value, share from ENTSO-E Transparency Platform Installed Capacity 2015 |  |  | 1600 | 1600 | 1600 | 1600 | 1600 | 1600 | 1600 | 1600 |  | 1.6 | 1.6 | 1.6 | 1.6 | 1.6 | 1.6 | 1.6 | 1.6 | 0 | 0 | 0 | 0 | 0 | 0 | 0 | 0
Production of electricity by gas | i40.11.b | LT | https://setis.ec.europa.eu/system/files/ETRI_2014.pdf | p.40, 2013 CAPEX ref value |  |  | 850 | 850 | 850 | 850 | 850 | 850 | 850 | 850 |  | 0.85 | 0.85 | 0.85 | 0.85 | 0.85 | 0.85 | 0.85 | 0.85 | 1842.303 | 45.1624 | 28.2265 | 11.2906 | 7.0566 | 2.8227 | 1.4113 | 0
Production of electricity by nuclear | i40.11.c | LT | https://setis.ec.europa.eu/system/files/ETRI_2014.pdf | p.58, 2013 CAPEX ref value |  |  | 4457.1429 | 4350 | 4225 | 4100 | 3950 | 3800 | 3775 | 3750 |  | 4.4571 | 4.35 | 4.225 | 4.1 | 3.95 | 3.8 | 3.775 | 3.75 | 0 | 0 | 0 | 0 | 0 | 0 | 0 | 0
Production of electricity by hydro | i40.11.d | LT | https://www.irena.org/publications/2020/Jun/Renewable-Power-Costs-in-2019 | Fig. 5.5, 2015-2019 weighted average for Europe | https://setis.ec.europa.eu/system/files/ETRI_2014.pdf | p.24-26, 2020-2050 CAPEX ref value, EU average, utility/commercial >2 MW without tracking | 1842.6929 | 1842.6929 | 1842.6929 | 1842.6929 | 1842.6929 | 1842.6929 | 1842.6929 | 1842.6929 | 0.91 | 1.6769 | 1.6769 | 1.6769 | 1.6769 | 1.6769 | 1.6769 | 1.6769 | 1.6769 | 3.2419 | 3.2419 | 3.2419 | 3.2419 | 3.2419 | 3.2419 | 3.2419 | 3.2419
Production of electricity by wind onshore | i40.11.e.1 | LT | https://www.irena.org/publications/2020/Jun/Renewable-Power-Costs-in-2019 | Fig. 2.5, 2011-2019 weighted average for Sweden | https://setis.ec.europa.eu/system/files/ETRI_2014.pdf | p.14, 2020-2050 CAPEX ref value, EU average, utility/commercial >2 MW without tracking | 1836.1111 | 1788.7887 | 1755.6629 | 1722.5372 | 1656.2858 | 1590.0344 | 1523.7829 | 1457.5315 | 0.91 | 1.6709 | 1.6278 | 1.5977 | 1.5675 | 1.5072 | 1.4469 | 1.3866 | 1.3264 | 282.7348 | 649.5183 | 1033.2818 | 1142.1098 | 608.5164 | 617.7529 | 495.479 | 484.1961
Production of electricity by wind offshore | i40.11.e.2 | LT | https://www.irena.org/publications/2020/Jun/Renewable-Power-Costs-in-2019 | Tab. 4.1, (2010+2019)/2 weighted average for Europe | https://setis.ec.europa.eu/system/files/ETRI_2014.pdf | p.16, 2020-2050 CAPEX ref value, EU average, utility/commercial >2 MW without tracking | 4376 | 3817.402 | 3618.579 | 3419.7559 | 3287.2073 | 3154.6586 | 3032.385 | 2910.1114 | 0.91 | 3.9822 | 3.4738 | 3.2929 | 3.112 | 2.9914 | 2.8707 | 2.7595 | 2.6482 | 0 | 360.3326 | 556.3373 | 582.8296 | 285.5066 | 289.5033 | 223.6197 | 219.3717
Production of electricity by petroleum and other oil derivatives | i40.11.f | LT | https://setis.ec.europa.eu/system/files/ETRI_2014.pdf | p.44, 2013 CAPEX ref value |  |  | 2442.8571 | 2300 | 2300 | 2300 | 2300 | 2300 | 2250 | 2200 |  | 2.4429 | 2.3 | 2.3 | 2.3 | 2.3 | 2.3 | 2.25 | 2.2 | 444.6078 | 40.4859 | 25.3037 | 10.1215 | 6.3259 | 2.5304 | 1.2377 | 0
Production of electricity by biomass and waste | i40.11.g | LT | https://setis.ec.europa.eu/system/files/ETRI_2014.pdf | p.70, 2013 CAPEX ref value |  |  | 2812.8571 | 2620 | 2495 | 2370 | 2260 | 2150 | 2050 | 1950 |  | 2.8129 | 2.62 | 2.495 | 2.37 | 2.26 | 2.15 | 2.05 | 1.95 | 7.4824 | 5.5755 | 3.3184 | 1.2609 | 0.75147 | 0.28596 | 0.13633 | 0
Production of electricity by solar photovoltaic utility | i40.11.h.1 | LT | https://www.irena.org/publications/2020/Jun/Renewable-Power-Costs-in-2019 | Fig. 3.4, 2011-2019 weighted average for the United Kingdom | https://setis.ec.europa.eu/system/files/ETRI_2014.pdf | p.20, 2020-2050 CAPEX ref value, EU average, utility/commercial >2 MW without tracking | 2040.9771 | 1758.3803 | 1582.5423 | 1406.7042 | 1340.765 | 1274.8257 | 1208.8864 | 1142.9472 | 0.91 | 1.8573 | 1.6001 | 1.4401 | 1.2801 | 1.2201 | 1.1601 | 1.1001 | 1.0401 | 0.66864 | 225.9306 | 338.5503 | 346.0045 | 179.4318 | 180.8187 | 142.4164 | 137.6999
Production of electricity by solar photovoltaic residential | i40.11.h.2 | LT | https://www.irena.org/publications/2020/Jun/Renewable-Power-Costs-in-2019 | Tab. 3.1, 2011-2019 (ex. 2011-2012) weighted average for the United Kingdom | https://setis.ec.europa.eu/system/files/ETRI_2014.pdf | p.21, 2020-2050 CAPEX ref value, EU average, residential <100 kW | 2900.7143 | 2552.6286 | 2424.9971 | 2297.3657 | 2227.7486 | 2158.1314 | 2100.1171 | 2042.1029 | 0.91 | 2.6397 | 2.3229 | 2.2067 | 2.0906 | 2.0273 | 1.9639 | 1.9111 | 1.8583 | 6.8292 | 714.059 | 1126.7874 | 1226.7939 | 648.926 | 666.0611 | 538.9316 | 535.8448
Production of electricity by solar thermal | i40.11.i | LT | https://setis.ec.europa.eu/system/files/ETRI_2014.pdf | p.22, 2013 CAPEX ref value |  |  | 5285.7143 | 4500 | 4150 | 3800 | 3650 | 3500 | 3450 | 3400 | 0.91 | 4.81 | 4.095 | 3.7765 | 3.458 | 3.3215 | 3.185 | 3.1395 | 3.094 | 0 | 0 | 0 | 0 | 0 | 0 | 0 | 0
Production of electricity by tide, wave, ocean | i40.11.j | LT | https://setis.ec.europa.eu/system/files/ETRI_2014.pdf | p.34, 2013 CAPEX ref value |  |  | 8140 | 5790 | 5135 | 4480 | 3565 | 2650 | 2475 | 2300 |  | 8.14 | 5.79 | 5.135 | 4.48 | 3.565 | 2.65 | 2.475 | 2.3 | 0 | 1.2076 | 1.8206 | 1.8687 | 0.87362 | 0.69085 | 0.5549 | 0.52765
Production of electricity by Geothermal | i40.11.k | LT | https://setis.ec.europa.eu/system/files/ETRI_2014.pdf | p.29, 2013 CAPEX ref value |  |  | 5370 | 4970 | 4720 | 4470 | 4245 | 4020 | 3815 | 3610 | 0.91 | 4.8867 | 4.5227 | 4.2952 | 4.0677 | 3.863 | 3.6582 | 3.4716 | 3.2851 | 0 | 0 | 0 | 0 | 0 | 0 | 0 | 0
Production of electricity by coal | i40.11.a | LU | https://setis.ec.europa.eu/system/files/ETRI_2014.pdf | p.42, Tab. 23+24, 2013 CAPEX ref value, share from ENTSO-E Transparency Platform Installed Capacity 2015 |  |  | 1600 | 1600 | 1600 | 1600 | 1600 | 1600 | 1600 | 1600 |  | 1.6 | 1.6 | 1.6 | 1.6 | 1.6 | 1.6 | 1.6 | 1.6 | 0 | 0 | 0 | 0 | 0 | 0 | 0 | 0
Production of electricity by gas | i40.11.b | LU | https://setis.ec.europa.eu/system/files/ETRI_2014.pdf | p.40, 2013 CAPEX ref value |  |  | 850 | 850 | 850 | 850 | 850 | 850 | 850 | 850 |  | 0.85 | 0.85 | 0.85 | 0.85 | 0.85 | 0.85 | 0.85 | 0.85 | 13.2877 | 10.6301 | 6.6438 | 2.6575 | 1.661 | 0.66438 | 0.33219 | 0
Production of electricity by nuclear | i40.11.c | LU | https://setis.ec.europa.eu/system/files/ETRI_2014.pdf | p.58, 2013 CAPEX ref value |  |  | 4457.1429 | 4350 | 4225 | 4100 | 3950 | 3800 | 3775 | 3750 |  | 4.4571 | 4.35 | 4.225 | 4.1 | 3.95 | 3.8 | 3.775 | 3.75 | 0 | 0 | 0 | 0 | 0 | 0 | 0 | 0
Production of electricity by hydro | i40.11.d | LU | https://www.irena.org/publications/2020/Jun/Renewable-Power-Costs-in-2019 | Fig. 5.5, 2015-2019 weighted average for Europe | https://setis.ec.europa.eu/system/files/ETRI_2014.pdf | p.24-26, 2020-2050 CAPEX ref value, EU average, utility/commercial >2 MW without tracking | 1842.6929 | 1842.6929 | 1842.6929 | 1842.6929 | 1842.6929 | 1842.6929 | 1842.6929 | 1842.6929 | 0.91 | 1.6769 | 1.6769 | 1.6769 | 1.6769 | 1.6769 | 1.6769 | 1.6769 | 1.6769 | 0.95022 | 0.95022 | 0.95022 | 0.95022 | 0.95022 | 0.95022 | 0.95022 | 0.95022
Production of electricity by wind onshore | i40.11.e.1 | LU | https://www.irena.org/publications/2020/Jun/Renewable-Power-Costs-in-2019 | Fig. 2.5, 2011-2019 weighted average for Germany | https://setis.ec.europa.eu/system/files/ETRI_2014.pdf | p.14, 2020-2050 CAPEX ref value, EU average, utility/commercial >2 MW without tracking | 1988.1111 | 1936.8711 | 1901.0032 | 1865.1352 | 1793.3992 | 1721.6632 | 1649.9273 | 1578.1913 | 0.91 | 1.8092 | 1.7626 | 1.7299 | 1.6973 | 1.632 | 1.5667 | 1.5014 | 1.4362 | 15.1374 | 53.2511 | 83.2335 | 91.6292 | 49.6206 | 50.2747 | 40.593 | 39.6344
Production of electricity by wind offshore | i40.11.e.2 | LU | https://www.irena.org/publications/2020/Jun/Renewable-Power-Costs-in-2019 | Tab. 4.1, (2010+2019)/2 weighted average for Europe | https://setis.ec.europa.eu/system/files/ETRI_2014.pdf | p.16, 2020-2050 CAPEX ref value, EU average, utility/commercial >2 MW without tracking | 4376 | 3817.402 | 3618.579 | 3419.7559 | 3287.2073 | 3154.6586 | 3032.385 | 2910.1114 | 0.91 | 3.9822 | 3.4738 | 3.2929 | 3.112 | 2.9914 | 2.8707 | 2.7595 | 2.6482 | 0 | 0 | 0 | 0 | 0 | 0 | 0 | 0
Production of electricity by petroleum and other oil derivatives | i40.11.f | LU | https://setis.ec.europa.eu/system/files/ETRI_2014.pdf | p.44, 2013 CAPEX ref value |  |  | 2442.8571 | 2300 | 2300 | 2300 | 2300 | 2300 | 2250 | 2200 |  | 2.4429 | 2.3 | 2.3 | 2.3 | 2.3 | 2.3 | 2.25 | 2.2 | 0.086252 | 0.064967 | 0.040604 | 0.016242 | 0.010151 | 0.0040604 | 0.0019861 | 0
Production of electricity by biomass and waste | i40.11.g | LU | https://setis.ec.europa.eu/system/files/ETRI_2014.pdf | p.70, 2013 CAPEX ref value |  |  | 2812.8571 | 2620 | 2495 | 2370 | 2260 | 2150 | 2050 | 1950 |  | 2.8129 | 2.62 | 2.495 | 2.37 | 2.26 | 2.15 | 2.05 | 1.95 | 6.7938 | 1.648 | 0.98085 | 0.37268 | 0.22212 | 0.084522 | 0.040296 | 0
Production of electricity by solar photovoltaic utility | i40.11.h.1 | LU | https://www.irena.org/publications/2020/Jun/Renewable-Power-Costs-in-2019 | Fig. 3.4, 2011-2019 weighted average for Germany | https://setis.ec.europa.eu/system/files/ETRI_2014.pdf | p.20, 2020-2050 CAPEX ref value, EU average, utility/commercial >2 MW without tracking | 1608.2726 | 1385.5887 | 1247.0298 | 1108.4709 | 1056.5114 | 1004.5518 | 952.5922 | 900.6326 | 0.91 | 1.4635 | 1.2609 | 1.1348 | 1.0087 | 0.96143 | 0.91414 | 0.86686 | 0.81958 | 0 | 552.3127 | 828.4691 | 846.8795 | 438.6859 | 442.1379 | 348.0721 | 336.5656
Production of electricity by solar photovoltaic residential | i40.11.h.2 | LU | https://www.irena.org/publications/2020/Jun/Renewable-Power-Costs-in-2019 | Tab. 3.1, 2011-2019 weighted average for Germany | https://setis.ec.europa.eu/system/files/ETRI_2014.pdf | p.21, 2020-2050 CAPEX ref value, EU average, residential <100 kW | 2164.4444 | 1904.7111 | 1809.4756 | 1714.24 | 1662.2933 | 1610.3467 | 1567.0578 | 1523.7689 | 0.91 | 1.9696 | 1.7333 | 1.6466 | 1.56 | 1.5127 | 1.4654 | 1.426 | 1.3866 | 21.9399 | 32.0743 | 45.5152 | 48.4644 | 28.8559 | 29.2094 | 24.7598 | 24.4717
Production of electricity by solar thermal | i40.11.i | LU | https://setis.ec.europa.eu/system/files/ETRI_2014.pdf | p.22, 2013 CAPEX ref value |  |  | 5285.7143 | 4500 | 4150 | 3800 | 3650 | 3500 | 3450 | 3400 | 0.91 | 4.81 | 4.095 | 3.7765 | 3.458 | 3.3215 | 3.185 | 3.1395 | 3.094 | 0 | 0 | 0 | 0 | 0 | 0 | 0 | 0
Production of electricity by tide, wave, ocean | i40.11.j | LU | https://setis.ec.europa.eu/system/files/ETRI_2014.pdf | p.34, 2013 CAPEX ref value |  |  | 8140 | 5790 | 5135 | 4480 | 3565 | 2650 | 2475 | 2300 |  | 8.14 | 5.79 | 5.135 | 4.48 | 3.565 | 2.65 | 2.475 | 2.3 | 0 | 0 | 0 | 0 | 0 | 0 | 0 | 0
Production of electricity by Geothermal | i40.11.k | LU | https://setis.ec.europa.eu/system/files/ETRI_2014.pdf | p.29, 2013 CAPEX ref value |  |  | 5370 | 4970 | 4720 | 4470 | 4245 | 4020 | 3815 | 3610 | 0.91 | 4.8867 | 4.5227 | 4.2952 | 4.0677 | 3.863 | 3.6582 | 3.4716 | 3.2851 | 0 | 0 | 0 | 0 | 0 | 0 | 0 | 0
Production of electricity by coal | i40.11.a | LV | https://setis.ec.europa.eu/system/files/ETRI_2014.pdf | p.42, Tab. 23+24, 2013 CAPEX ref value, share from ENTSO-E Transparency Platform Installed Capacity 2015 |  |  | 1600 | 1600 | 1600 | 1600 | 1600 | 1600 | 1600 | 1600 |  | 1.6 | 1.6 | 1.6 | 1.6 | 1.6 | 1.6 | 1.6 | 1.6 | 0.8464 | 0.67712 | 0.4232 | 0.16928 | 0.1058 | 0.04232 | 0.02116 | 0
Production of electricity by gas | i40.11.b | LV | https://setis.ec.europa.eu/system/files/ETRI_2014.pdf | p.40, 2013 CAPEX ref value |  |  | 850 | 850 | 850 | 850 | 850 | 850 | 850 | 850 |  | 0.85 | 0.85 | 0.85 | 0.85 | 0.85 | 0.85 | 0.85 | 0.85 | 120.3648 | 24.8919 | 15.5574 | 6.223 | 3.8894 | 1.5557 | 0.77787 | 0
Production of electricity by nuclear | i40.11.c | LV | https://setis.ec.europa.eu/system/files/ETRI_2014.pdf | p.58, 2013 CAPEX ref value |  |  | 4457.1429 | 4350 | 4225 | 4100 | 3950 | 3800 | 3775 | 3750 |  | 4.4571 | 4.35 | 4.225 | 4.1 | 3.95 | 3.8 | 3.775 | 3.75 | 0 | 0 | 0 | 0 | 0 | 0 | 0 | 0
Production of electricity by hydro | i40.11.d | LV | https://www.irena.org/publications/2020/Jun/Renewable-Power-Costs-in-2019 | Fig. 5.5, 2015-2019 weighted average for Europe | https://setis.ec.europa.eu/system/files/ETRI_2014.pdf | p.24-26, 2020-2050 CAPEX ref value, EU average, utility/commercial >2 MW without tracking | 1842.6929 | 1842.6929 | 1842.6929 | 1842.6929 | 1842.6929 | 1842.6929 | 1842.6929 | 1842.6929 | 0.91 | 1.6769 | 1.6769 | 1.6769 | 1.6769 | 1.6769 | 1.6769 | 1.6769 | 1.6769 | 44.4086 | 44.3359 | 44.2269 | 44.1179 | 44.0907 | 44.0634 | 44.0544 | 44.0453
Production of electricity by wind onshore | i40.11.e.1 | LV | https://www.irena.org/publications/2020/Jun/Renewable-Power-Costs-in-2019 | Fig. 2.5, 2011-2019 weighted average for Sweden | https://setis.ec.europa.eu/system/files/ETRI_2014.pdf | p.14, 2020-2050 CAPEX ref value, EU average, utility/commercial >2 MW without tracking | 1836.1111 | 1788.7887 | 1755.6629 | 1722.5372 | 1656.2858 | 1590.0344 | 1523.7829 | 1457.5315 | 0.91 | 1.6709 | 1.6278 | 1.5977 | 1.5675 | 1.5072 | 1.4469 | 1.3866 | 1.3264 | 5.1546 | 383.9604 | 620.7021 | 688.5493 | 361.517 | 367.6654 | 293.0948 | 286.6488
Production of electricity by wind offshore | i40.11.e.2 | LV | https://www.irena.org/publications/2020/Jun/Renewable-Power-Costs-in-2019 | Tab. 4.1, (2010+2019)/2 weighted average for Europe | https://setis.ec.europa.eu/system/files/ETRI_2014.pdf | p.16, 2020-2050 CAPEX ref value, EU average, utility/commercial >2 MW without tracking | 4376 | 3817.402 | 3618.579 | 3419.7559 | 3287.2073 | 3154.6586 | 3032.385 | 2910.1114 | 0.91 | 3.9822 | 3.4738 | 3.2929 | 3.112 | 2.9914 | 2.8707 | 2.7595 | 2.6482 | 0 | 213.3263 | 329.3662 | 345.0503 | 169.0273 | 171.3935 | 132.3887 | 129.8738
Production of electricity by petroleum and other oil derivatives | i40.11.f | LV | https://setis.ec.europa.eu/system/files/ETRI_2014.pdf | p.44, 2013 CAPEX ref value |  |  | 2442.8571 | 2300 | 2300 | 2300 | 2300 | 2300 | 2250 | 2200 |  | 2.4429 | 2.3 | 2.3 | 2.3 | 2.3 | 2.3 | 2.25 | 2.2 | 1.0619 | 0.79985 | 0.4999 | 0.19996 | 0.12498 | 0.049991 | 0.024452 | 0
Production of electricity by biomass and waste | i40.11.g | LV | https://setis.ec.europa.eu/system/files/ETRI_2014.pdf | p.70, 2013 CAPEX ref value |  |  | 2812.8571 | 2620 | 2495 | 2370 | 2260 | 2150 | 2050 | 1950 |  | 2.8129 | 2.62 | 2.495 | 2.37 | 2.26 | 2.15 | 2.05 | 1.95 | 19.736 | 4.2263 | 2.5154 | 0.95575 | 0.56962 | 0.21676 | 0.10334 | 0
Production of electricity by solar photovoltaic utility | i40.11.h.1 | LV | https://www.irena.org/publications/2020/Jun/Renewable-Power-Costs-in-2019 | Fig. 3.4, 2011-2019 weighted average for the United Kingdom | https://setis.ec.europa.eu/system/files/ETRI_2014.pdf | p.20, 2020-2050 CAPEX ref value, EU average, utility/commercial >2 MW without tracking | 2040.9771 | 1758.3803 | 1582.5423 | 1406.7042 | 1340.765 | 1274.8257 | 1208.8864 | 1142.9472 | 0.91 | 1.8573 | 1.6001 | 1.4401 | 1.2801 | 1.2201 | 1.1601 | 1.1001 | 1.0401 | 0 | 134.6223 | 201.9335 | 206.4209 | 106.9266 | 107.768 | 84.8401 | 82.0355
Production of electricity by solar photovoltaic residential | i40.11.h.2 | LV | https://www.irena.org/publications/2020/Jun/Renewable-Power-Costs-in-2019 | Tab. 3.1, 2011-2019 (ex. 2011-2012) weighted average for the United Kingdom | https://setis.ec.europa.eu/system/files/ETRI_2014.pdf | p.21, 2020-2050 CAPEX ref value, EU average, residential <100 kW | 2900.7143 | 2552.6286 | 2424.9971 | 2297.3657 | 2227.7486 | 2158.1314 | 2100.1171 | 2042.1029 | 0.91 | 2.6397 | 2.3229 | 2.2067 | 2.0906 | 2.0273 | 1.9639 | 1.9111 | 1.8583 | 0.1267 | 312.5263 | 494.7626 | 539.0158 | 284.1107 | 291.7405 | 235.7045 | 234.4003
Production of electricity by solar thermal | i40.11.i | LV | https://setis.ec.europa.eu/system/files/ETRI_2014.pdf | p.22, 2013 CAPEX ref value |  |  | 5285.7143 | 4500 | 4150 | 3800 | 3650 | 3500 | 3450 | 3400 | 0.91 | 4.81 | 4.095 | 3.7765 | 3.458 | 3.3215 | 3.185 | 3.1395 | 3.094 | 0 | 0 | 0 | 0 | 0 | 0 | 0 | 0
Production of electricity by tide, wave, ocean | i40.11.j | LV | https://setis.ec.europa.eu/system/files/ETRI_2014.pdf | p.34, 2013 CAPEX ref value |  |  | 8140 | 5790 | 5135 | 4480 | 3565 | 2650 | 2475 | 2300 |  | 8.14 | 5.79 | 5.135 | 4.48 | 3.565 | 2.65 | 2.475 | 2.3 | 0 | 3.6715 | 5.5355 | 5.6817 | 2.6562 | 2.1005 | 1.6871 | 1.6043
Production of electricity by Geothermal | i40.11.k | LV | https://setis.ec.europa.eu/system/files/ETRI_2014.pdf | p.29, 2013 CAPEX ref value |  |  | 5370 | 4970 | 4720 | 4470 | 4245 | 4020 | 3815 | 3610 | 0.91 | 4.8867 | 4.5227 | 4.2952 | 4.0677 | 3.863 | 3.6582 | 3.4716 | 3.2851 | 0 | 0 | 0 | 0 | 0 | 0 | 0 | 0
Production of electricity by coal | i40.11.a | MT | https://setis.ec.europa.eu/system/files/ETRI_2014.pdf | p.42, Tab. 23+24, 2013 CAPEX ref value, share from ENTSO-E Transparency Platform Installed Capacity 2015 |  |  | 1600 | 1600 | 1600 | 1600 | 1600 | 1600 | 1600 | 1600 |  | 1.6 | 1.6 | 1.6 | 1.6 | 1.6 | 1.6 | 1.6 | 1.6 | 0 | 0 | 0 | 0 | 0 | 0 | 0 | 0
Production of electricity by gas | i40.11.b | MT | https://setis.ec.europa.eu/system/files/ETRI_2014.pdf | p.40, 2013 CAPEX ref value |  |  | 850 | 850 | 850 | 850 | 850 | 850 | 850 | 850 |  | 0.85 | 0.85 | 0.85 | 0.85 | 0.85 | 0.85 | 0.85 | 0.85 | 0 | 0 | 0 | 0 | 0 | 0 | 0 | 0
Production of electricity by nuclear | i40.11.c | MT | https://setis.ec.europa.eu/system/files/ETRI_2014.pdf | p.58, 2013 CAPEX ref value |  |  | 4457.1429 | 4350 | 4225 | 4100 | 3950 | 3800 | 3775 | 3750 |  | 4.4571 | 4.35 | 4.225 | 4.1 | 3.95 | 3.8 | 3.775 | 3.75 | 0 | 0 | 0 | 0 | 0 | 0 | 0 | 0
Production of electricity by hydro | i40.11.d | MT | https://www.irena.org/publications/2020/Jun/Renewable-Power-Costs-in-2019 | Fig. 5.5, 2015-2019 weighted average for Europe | https://setis.ec.europa.eu/system/files/ETRI_2014.pdf | p.24-26, 2020-2050 CAPEX ref value, EU average, utility/commercial >2 MW without tracking | 1842.6929 | 1842.6929 | 1842.6929 | 1842.6929 | 1842.6929 | 1842.6929 | 1842.6929 | 1842.6929 | 0.91 | 1.6769 | 1.6769 | 1.6769 | 1.6769 | 1.6769 | 1.6769 | 1.6769 | 1.6769 | 0 | 0 | 0 | 0 | 0 | 0 | 0 | 0
Production of electricity by wind onshore | i40.11.e.1 | MT | https://www.irena.org/publications/2020/Jun/Renewable-Power-Costs-in-2019 | Fig. 2.5, 2011-2019 weighted average for Italy | https://setis.ec.europa.eu/system/files/ETRI_2014.pdf | p.14, 2020-2050 CAPEX ref value, EU average, utility/commercial >2 MW without tracking | 2218.7778 | 2161.5928 | 2121.5633 | 2081.5338 | 2001.4748 | 1921.4158 | 1841.3568 | 1761.2978 | 0.91 | 2.0191 | 1.967 | 1.9306 | 1.8942 | 1.8213 | 1.7485 | 1.6756 | 1.6028 | 0 | 13.3259 | 21.6542 | 24.0487 | 12.5673 | 12.7884 | 10.1745 | 9.9533
Production of electricity by wind offshore | i40.11.e.2 | MT | https://www.irena.org/publications/2020/Jun/Renewable-Power-Costs-in-2019 | Tab. 4.1, (2010+2019)/2 weighted average for Europe | https://setis.ec.europa.eu/system/files/ETRI_2014.pdf | p.16, 2020-2050 CAPEX ref value, EU average, utility/commercial >2 MW without tracking | 4376 | 3817.402 | 3618.579 | 3419.7559 | 3287.2073 | 3154.6586 | 3032.385 | 2910.1114 | 0.91 | 3.9822 | 3.4738 | 3.2929 | 3.112 | 2.9914 | 2.8707 | 2.7595 | 2.6482 | 0 | 553.4358 | 854.4801 | 895.1696 | 438.5103 | 444.6489 | 343.4581 | 336.9336
Production of electricity by petroleum and other oil derivatives | i40.11.f | MT | https://setis.ec.europa.eu/system/files/ETRI_2014.pdf | p.44, 2013 CAPEX ref value |  |  | 2442.8571 | 2300 | 2300 | 2300 | 2300 | 2300 | 2250 | 2200 |  | 2.4429 | 2.3 | 2.3 | 2.3 | 2.3 | 2.3 | 2.25 | 2.2 | 33.4567 | 25.2002 | 15.7501 | 6.3 | 3.9375 | 1.575 | 0.77039 | 0
Production of electricity by biomass and waste | i40.11.g | MT | https://setis.ec.europa.eu/system/files/ETRI_2014.pdf | p.70, 2013 CAPEX ref value |  |  | 2812.8571 | 2620 | 2495 | 2370 | 2260 | 2150 | 2050 | 1950 |  | 2.8129 | 2.62 | 2.495 | 2.37 | 2.26 | 2.15 | 2.05 | 1.95 | 0.18554 | 0.13825 | 0.082285 | 0.031265 | 0.018634 | 0.0070907 | 0.0033805 | 0
Production of electricity by solar photovoltaic utility | i40.11.h.1 | MT | https://www.irena.org/publications/2020/Jun/Renewable-Power-Costs-in-2019 | Fig. 3.4, 2011-2019 (ex. 2015-2016) weighted average for Italy | https://setis.ec.europa.eu/system/files/ETRI_2014.pdf | p.20, 2020-2050 CAPEX ref value, EU average, utility/commercial >2 MW without tracking | 2018.1247 | 1738.6921 | 1564.8229 | 1390.9536 | 1325.7527 | 1260.5517 | 1195.3508 | 1130.1498 | 0.91 | 1.8365 | 1.5822 | 1.424 | 1.2658 | 1.2064 | 1.1471 | 1.0878 | 1.0284 | 0.11699 | 161.5443 | 242.256 | 247.6274 | 128.3067 | 129.312 | 101.8123 | 98.4452
Production of electricity by solar photovoltaic residential | i40.11.h.2 | MT | https://www.irena.org/publications/2020/Jun/Renewable-Power-Costs-in-2019 | Tab. 3.1, 2011-2019 weighted average for Italy | https://setis.ec.europa.eu/system/files/ETRI_2014.pdf | p.21, 2020-2050 CAPEX ref value, EU average, residential <100 kW | 2742.6667 | 2413.5467 | 2292.8693 | 2172.192 | 2106.368 | 2040.544 | 1985.6907 | 1930.8373 | 0.91 | 2.4958 | 2.1963 | 2.0865 | 1.9767 | 1.9168 | 1.8569 | 1.807 | 1.7571 | 56.2028 | 30.4629 | 45.0076 | 48.3471 | 27.5084 | 27.9893 | 23.3233 | 23.1018
Production of electricity by solar thermal | i40.11.i | MT | https://setis.ec.europa.eu/system/files/ETRI_2014.pdf | p.22, 2013 CAPEX ref value |  |  | 5285.7143 | 4500 | 4150 | 3800 | 3650 | 3500 | 3450 | 3400 | 0.91 | 4.81 | 4.095 | 3.7765 | 3.458 | 3.3215 | 3.185 | 3.1395 | 3.094 | 0 | 22.5259 | 34.1285 | 35.3263 | 17.2922 | 17.5201 | 13.8775 | 13.9803
Production of electricity by tide, wave, ocean | i40.11.j | MT | https://setis.ec.europa.eu/system/files/ETRI_2014.pdf | p.34, 2013 CAPEX ref value |  |  | 8140 | 5790 | 5135 | 4480 | 3565 | 2650 | 2475 | 2300 |  | 8.14 | 5.79 | 5.135 | 4.48 | 3.565 | 2.65 | 2.475 | 2.3 | 0 | 20.6021 | 31.0615 | 31.8816 | 14.9049 | 11.7866 | 9.4671 | 9.0023
Production of electricity by Geothermal | i40.11.k | MT | https://setis.ec.europa.eu/system/files/ETRI_2014.pdf | p.29, 2013 CAPEX ref value |  |  | 5370 | 4970 | 4720 | 4470 | 4245 | 4020 | 3815 | 3610 | 0.91 | 4.8867 | 4.5227 | 4.2952 | 4.0677 | 3.863 | 3.6582 | 3.4716 | 3.2851 | 0 | 0 | 0 | 0 | 0 | 0 | 0 | 0
Production of electricity by coal | i40.11.a | NL | https://setis.ec.europa.eu/system/files/ETRI_2014.pdf | p.42, Tab. 23+24, 2013 CAPEX ref value, share from ENTSO-E Transparency Platform Installed Capacity 2015 |  |  | 1600 | 1600 | 1600 | 1600 | 1600 | 1600 | 1600 | 1600 |  | 1.6 | 1.6 | 1.6 | 1.6 | 1.6 | 1.6 | 1.6 | 1.6 | 279.0176 | 223.2141 | 139.5088 | 55.8035 | 34.8772 | 13.9509 | 6.9754 | 0
Production of electricity by gas | i40.11.b | NL | https://setis.ec.europa.eu/system/files/ETRI_2014.pdf | p.40, 2013 CAPEX ref value |  |  | 850 | 850 | 850 | 850 | 850 | 850 | 850 | 850 |  | 0.85 | 0.85 | 0.85 | 0.85 | 0.85 | 0.85 | 0.85 | 0.85 | 491.7615 | 393.4092 | 245.8808 | 98.3523 | 61.4702 | 24.5881 | 12.294 | 0
Production of electricity by nuclear | i40.11.c | NL | https://setis.ec.europa.eu/system/files/ETRI_2014.pdf | p.58, 2013 CAPEX ref value |  |  | 4457.1429 | 4350 | 4225 | 4100 | 3950 | 3800 | 3775 | 3750 |  | 4.4571 | 4.35 | 4.225 | 4.1 | 3.95 | 3.8 | 3.775 | 3.75 | 36.0286 | 28.13 | 17.076 | 6.6283 | 3.9911 | 1.5358 | 0.76286 | 0
Production of electricity by hydro | i40.11.d | NL | https://www.irena.org/publications/2020/Jun/Renewable-Power-Costs-in-2019 | Fig. 5.5, 2015-2019 weighted average for Europe | https://setis.ec.europa.eu/system/files/ETRI_2014.pdf | p.24-26, 2020-2050 CAPEX ref value, EU average, utility/commercial >2 MW without tracking | 1842.6929 | 1842.6929 | 1842.6929 | 1842.6929 | 1842.6929 | 1842.6929 | 1842.6929 | 1842.6929 | 0.91 | 1.6769 | 1.6769 | 1.6769 | 1.6769 | 1.6769 | 1.6769 | 1.6769 | 1.6769 | 1.0341 | 1.0341 | 1.0341 | 1.0341 | 1.0341 | 1.0341 | 1.0341 | 1.0341
Production of electricity by wind onshore | i40.11.e.1 | NL | https://www.irena.org/publications/2020/Jun/Renewable-Power-Costs-in-2019 | Fig. 2.5, 2011-2019 weighted average for Germany | https://setis.ec.europa.eu/system/files/ETRI_2014.pdf | p.14, 2020-2050 CAPEX ref value, EU average, utility/commercial >2 MW without tracking | 1988.1111 | 1936.8711 | 1901.0032 | 1865.1352 | 1793.3992 | 1721.6632 | 1649.9273 | 1578.1913 | 0.91 | 1.8092 | 1.7626 | 1.7299 | 1.6973 | 1.632 | 1.5667 | 1.5014 | 1.4362 | 995.9351 | 1239.0917 | 1839.8246 | 2000.7171 | 1137.0099 | 1145.4785 | 942.6468 | 918.1466
Production of electricity by wind offshore | i40.11.e.2 | NL | https://www.irena.org/publications/2020/Jun/Renewable-Power-Costs-in-2019 | Tab. 4.1, (2010+2019)/2 weighted average for ATlgium | https://setis.ec.europa.eu/system/files/ETRI_2014.pdf | p.16, 2020-2050 CAPEX ref value, EU average, utility/commercial >2 MW without tracking | 4974 | 4339.0671 | 4113.074 | 3887.0809 | 3736.4189 | 3585.7568 | 3446.774 | 3307.7912 | 0.91 | 4.5263 | 3.9486 | 3.7429 | 3.5372 | 3.4001 | 3.263 | 3.1366 | 3.0101 | 665.6461 | 7686.4762 | 11828.6541 | 12383.0093 | 6086.0521 | 6169.0255 | 4772.5293 | 4681.0629
Production of electricity by petroleum and other oil derivatives | i40.11.f | NL | https://setis.ec.europa.eu/system/files/ETRI_2014.pdf | p.44, 2013 CAPEX ref value |  |  | 2442.8571 | 2300 | 2300 | 2300 | 2300 | 2300 | 2250 | 2200 |  | 2.4429 | 2.3 | 2.3 | 2.3 | 2.3 | 2.3 | 2.25 | 2.2 | 14.2454 | 10.7299 | 6.7062 | 2.6825 | 1.6765 | 0.67062 | 0.32802 | 0
Production of electricity by biomass and waste | i40.11.g | NL | https://setis.ec.europa.eu/system/files/ETRI_2014.pdf | p.70, 2013 CAPEX ref value |  |  | 2812.8571 | 2620 | 2495 | 2370 | 2260 | 2150 | 2050 | 1950 |  | 2.8129 | 2.62 | 2.495 | 2.37 | 2.26 | 2.15 | 2.05 | 1.95 | 211.905 | 95.4192 | 56.7917 | 21.5786 | 12.8607 | 4.8939 | 2.3331 | 0
Production of electricity by solar photovoltaic utility | i40.11.h.1 | NL | https://www.irena.org/publications/2020/Jun/Renewable-Power-Costs-in-2019 | Fig. 3.4, 2011-2019 weighted average for Germany | https://setis.ec.europa.eu/system/files/ETRI_2014.pdf | p.20, 2020-2050 CAPEX ref value, EU average, utility/commercial >2 MW without tracking | 1608.2726 | 1385.5887 | 1247.0298 | 1108.4709 | 1056.5114 | 1004.5518 | 952.5922 | 900.6326 | 0.91 | 1.4635 | 1.2609 | 1.1348 | 1.0087 | 0.96143 | 0.91414 | 0.86686 | 0.81958 | 57.4126 | 4708.4938 | 7060.1549 | 7216.5301 | 3739.6823 | 3768.9219 | 2967.5789 | 2869.4135
Production of electricity by solar photovoltaic residential | i40.11.h.2 | NL | https://www.irena.org/publications/2020/Jun/Renewable-Power-Costs-in-2019 | Tab. 3.1, 2011-2019 weighted average for Germany | https://setis.ec.europa.eu/system/files/ETRI_2014.pdf | p.21, 2020-2050 CAPEX ref value, EU average, residential <100 kW | 2164.4444 | 1904.7111 | 1809.4756 | 1714.24 | 1662.2933 | 1610.3467 | 1567.0578 | 1523.7689 | 0.91 | 1.9696 | 1.7333 | 1.6466 | 1.56 | 1.5127 | 1.4654 | 1.426 | 1.3866 | 1042.5452 | 547.7461 | 816.6395 | 878.9161 | 495.0443 | 504.2938 | 418.5722 | 414.8063
Production of electricity by solar thermal | i40.11.i | NL | https://setis.ec.europa.eu/system/files/ETRI_2014.pdf | p.22, 2013 CAPEX ref value |  |  | 5285.7143 | 4500 | 4150 | 3800 | 3650 | 3500 | 3450 | 3400 | 0.91 | 4.81 | 4.095 | 3.7765 | 3.458 | 3.3215 | 3.185 | 3.1395 | 3.094 | 0 | 0 | 0 | 0 | 0 | 0 | 0 | 0
Production of electricity by tide, wave, ocean | i40.11.j | NL | https://setis.ec.europa.eu/system/files/ETRI_2014.pdf | p.34, 2013 CAPEX ref value |  |  | 8140 | 5790 | 5135 | 4480 | 3565 | 2650 | 2475 | 2300 |  | 8.14 | 5.79 | 5.135 | 4.48 | 3.565 | 2.65 | 2.475 | 2.3 | 0 | 3.4424 | 5.1901 | 5.3271 | 2.4905 | 1.9694 | 1.5819 | 1.5042
Production of electricity by Geothermal | i40.11.k | NL | https://setis.ec.europa.eu/system/files/ETRI_2014.pdf | p.29, 2013 CAPEX ref value |  |  | 5370 | 4970 | 4720 | 4470 | 4245 | 4020 | 3815 | 3610 | 0.91 | 4.8867 | 4.5227 | 4.2952 | 4.0677 | 3.863 | 3.6582 | 3.4716 | 3.2851 | 0 | 0 | 0 | 0 | 0 | 0 | 0 | 0
Production of electricity by coal | i40.11.a | PL | https://setis.ec.europa.eu/system/files/ETRI_2014.pdf | p.42, Tab. 23+24, 2013 CAPEX ref value, share from ENTSO-E Transparency Platform Installed Capacity 2015 |  |  | 1721.2823 | 1721.2823 | 1721.2823 | 1721.2823 | 1721.2823 | 1721.2823 | 1721.2823 | 1721.2823 |  | 1.7213 | 1.7213 | 1.7213 | 1.7213 | 1.7213 | 1.7213 | 1.7213 | 1.7213 | 1758.4324 | 982.6219 | 614.1387 | 245.6555 | 153.5347 | 61.4139 | 30.7069 | 0
Production of electricity by gas | i40.11.b | PL | https://setis.ec.europa.eu/system/files/ETRI_2014.pdf | p.40, 2013 CAPEX ref value |  |  | 850 | 850 | 850 | 850 | 850 | 850 | 850 | 850 |  | 0.85 | 0.85 | 0.85 | 0.85 | 0.85 | 0.85 | 0.85 | 0.85 | 47.0175 | 37.614 | 23.5088 | 9.4035 | 5.8772 | 2.3509 | 1.1754 | 0
Production of electricity by nuclear | i40.11.c | PL | https://setis.ec.europa.eu/system/files/ETRI_2014.pdf | p.58, 2013 CAPEX ref value |  |  | 4457.1429 | 4350 | 4225 | 4100 | 3950 | 3800 | 3775 | 3750 |  | 4.4571 | 4.35 | 4.225 | 4.1 | 3.95 | 3.8 | 3.775 | 3.75 | 0 | 0 | 0 | 0 | 0 | 0 | 0 | 0
Production of electricity by hydro | i40.11.d | PL | https://www.irena.org/publications/2020/Jun/Renewable-Power-Costs-in-2019 | Fig. 5.5, 2015-2019 weighted average for Europe | https://setis.ec.europa.eu/system/files/ETRI_2014.pdf | p.24-26, 2020-2050 CAPEX ref value, EU average, utility/commercial >2 MW without tracking | 1842.6929 | 1842.6929 | 1842.6929 | 1842.6929 | 1842.6929 | 1842.6929 | 1842.6929 | 1842.6929 | 0.91 | 1.6769 | 1.6769 | 1.6769 | 1.6769 | 1.6769 | 1.6769 | 1.6769 | 1.6769 | 36.5833 | 24.4094 | 21.2401 | 18.0709 | 17.2785 | 16.4862 | 16.2221 | 15.958
Production of electricity by wind onshore | i40.11.e.1 | PL | https://www.irena.org/publications/2020/Jun/Renewable-Power-Costs-in-2019 | Fig. 2.5, 2011-2019 weighted average for Germany | https://setis.ec.europa.eu/system/files/ETRI_2014.pdf | p.14, 2020-2050 CAPEX ref value, EU average, utility/commercial >2 MW without tracking | 1988.1111 | 1936.8711 | 1901.0032 | 1865.1352 | 1793.3992 | 1721.6632 | 1649.9273 | 1578.1913 | 0.91 | 1.8092 | 1.7626 | 1.7299 | 1.6973 | 1.632 | 1.5667 | 1.5014 | 1.4362 | 2360.9814 | 6080.045 | 9591.3946 | 10581.3108 | 5681.5194 | 5762.3375 | 4636.5132 | 4529.0609
Production of electricity by wind offshore | i40.11.e.2 | PL | https://www.irena.org/publications/2020/Jun/Renewable-Power-Costs-in-2019 | Tab. 4.1, (2010+2019)/2 weighted average for Europe | https://setis.ec.europa.eu/system/files/ETRI_2014.pdf | p.16, 2020-2050 CAPEX ref value, EU average, utility/commercial >2 MW without tracking | 4376 | 3817.402 | 3618.579 | 3419.7559 | 3287.2073 | 3154.6586 | 3032.385 | 2910.1114 | 0.91 | 3.9822 | 3.4738 | 3.2929 | 3.112 | 2.9914 | 2.8707 | 2.7595 | 2.6482 | 0 | 2418.2171 | 3733.6187 | 3911.4101 | 1916.0545 | 1942.8769 | 1500.7272 | 1472.2188
Production of electricity by petroleum and other oil derivatives | i40.11.f | PL | https://setis.ec.europa.eu/system/files/ETRI_2014.pdf | p.44, 2013 CAPEX ref value |  |  | 2442.8571 | 2300 | 2300 | 2300 | 2300 | 2300 | 2250 | 2200 |  | 2.4429 | 2.3 | 2.3 | 2.3 | 2.3 | 2.3 | 2.25 | 2.2 | 27.8081 | 20.9455 | 13.091 | 5.2364 | 3.2727 | 1.3091 | 0.64032 | 0
Production of electricity by biomass and waste | i40.11.g | PL | https://setis.ec.europa.eu/system/files/ETRI_2014.pdf | p.70, 2013 CAPEX ref value |  |  | 2812.8571 | 2620 | 2495 | 2370 | 2260 | 2150 | 2050 | 1950 |  | 2.8129 | 2.62 | 2.495 | 2.37 | 2.26 | 2.15 | 2.05 | 1.95 | 604.7077 | 132.0058 | 78.5674 | 29.8525 | 17.7918 | 6.7703 | 3.2277 | 0
Production of electricity by solar photovoltaic utility | i40.11.h.1 | PL | https://www.irena.org/publications/2020/Jun/Renewable-Power-Costs-in-2019 | Fig. 3.4, 2011-2019 weighted average for Germany | https://setis.ec.europa.eu/system/files/ETRI_2014.pdf | p.20, 2020-2050 CAPEX ref value, EU average, utility/commercial >2 MW without tracking | 1608.2726 | 1385.5887 | 1247.0298 | 1108.4709 | 1056.5114 | 1004.5518 | 952.5922 | 900.6326 | 0.91 | 1.4635 | 1.2609 | 1.1348 | 1.0087 | 0.96143 | 0.91414 | 0.86686 | 0.81958 | 36.3786 | 1346.5134 | 2019.4132 | 2064.2177 | 1069.4774 | 1077.8671 | 848.6181 | 820.5558
Production of electricity by solar photovoltaic residential | i40.11.h.2 | PL | https://www.irena.org/publications/2020/Jun/Renewable-Power-Costs-in-2019 | Tab. 3.1, 2011-2019 weighted average for Germany | https://setis.ec.europa.eu/system/files/ETRI_2014.pdf | p.21, 2020-2050 CAPEX ref value, EU average, residential <100 kW | 2164.4444 | 1904.7111 | 1809.4756 | 1714.24 | 1662.2933 | 1610.3467 | 1567.0578 | 1523.7689 | 0.91 | 1.9696 | 1.7333 | 1.6466 | 1.56 | 1.5127 | 1.4654 | 1.426 | 1.3866 | 112.6051 | 6466.0914 | 10236.9591 | 11152.6804 | 5878.2064 | 6036.1016 | 4876.6209 | 4849.649
Production of electricity by solar thermal | i40.11.i | PL | https://setis.ec.europa.eu/system/files/ETRI_2014.pdf | p.22, 2013 CAPEX ref value |  |  | 5285.7143 | 4500 | 4150 | 3800 | 3650 | 3500 | 3450 | 3400 | 0.91 | 4.81 | 4.095 | 3.7765 | 3.458 | 3.3215 | 3.185 | 3.1395 | 3.094 | 0 | 0 | 0 | 0 | 0 | 0 | 0 | 0
Production of electricity by tide, wave, ocean | i40.11.j | PL | https://setis.ec.europa.eu/system/files/ETRI_2014.pdf | p.34, 2013 CAPEX ref value |  |  | 8140 | 5790 | 5135 | 4480 | 3565 | 2650 | 2475 | 2300 |  | 8.14 | 5.79 | 5.135 | 4.48 | 3.565 | 2.65 | 2.475 | 2.3 | 0 | 3.3876 | 5.1074 | 5.2423 | 2.4508 | 1.9381 | 1.5567 | 1.4802
Production of electricity by Geothermal | i40.11.k | PL | https://setis.ec.europa.eu/system/files/ETRI_2014.pdf | p.29, 2013 CAPEX ref value |  |  | 5370 | 4970 | 4720 | 4470 | 4245 | 4020 | 3815 | 3610 | 0.91 | 4.8867 | 4.5227 | 4.2952 | 4.0677 | 3.863 | 3.6582 | 3.4716 | 3.2851 | 0 | 23.2165 | 36.2229 | 38.7787 | 18.7675 | 18.7788 | 14.3206 | 13.8522
Production of electricity by coal | i40.11.a | PT | https://setis.ec.europa.eu/system/files/ETRI_2014.pdf | p.42, Tab. 23+24, 2013 CAPEX ref value, share from ENTSO-E Transparency Platform Installed Capacity 2015 |  |  | 1600 | 1600 | 1600 | 1600 | 1600 | 1600 | 1600 | 1600 |  | 1.6 | 1.6 | 1.6 | 1.6 | 1.6 | 1.6 | 1.6 | 1.6 | 69.1104 | 55.2883 | 34.5552 | 13.8221 | 8.6388 | 3.4555 | 1.7278 | 0
Production of electricity by gas | i40.11.b | PT | https://setis.ec.europa.eu/system/files/ETRI_2014.pdf | p.40, 2013 CAPEX ref value |  |  | 850 | 850 | 850 | 850 | 850 | 850 | 850 | 850 |  | 0.85 | 0.85 | 0.85 | 0.85 | 0.85 | 0.85 | 0.85 | 0.85 | 160.4143 | 114.7314 | 71.7071 | 28.6829 | 17.9268 | 7.1707 | 3.5854 | 0
Production of electricity by nuclear | i40.11.c | PT | https://setis.ec.europa.eu/system/files/ETRI_2014.pdf | p.58, 2013 CAPEX ref value |  |  | 4457.1429 | 4350 | 4225 | 4100 | 3950 | 3800 | 3775 | 3750 |  | 4.4571 | 4.35 | 4.225 | 4.1 | 3.95 | 3.8 | 3.775 | 3.75 | 0 | 0 | 0 | 0 | 0 | 0 | 0 | 0
Production of electricity by hydro | i40.11.d | PT | https://www.irena.org/publications/2020/Jun/Renewable-Power-Costs-in-2019 | Fig. 5.5, 2015-2019 weighted average for Europe | https://setis.ec.europa.eu/system/files/ETRI_2014.pdf | p.24-26, 2020-2050 CAPEX ref value, EU average, utility/commercial >2 MW without tracking | 1842.6929 | 1842.6929 | 1842.6929 | 1842.6929 | 1842.6929 | 1842.6929 | 1842.6929 | 1842.6929 | 0.91 | 1.6769 | 1.6769 | 1.6769 | 1.6769 | 1.6769 | 1.6769 | 1.6769 | 1.6769 | 957.0625 | 184.3977 | 164.8204 | 145.2432 | 140.3489 | 135.4546 | 133.8232 | 132.1917
Production of electricity by wind onshore | i40.11.e.1 | PT | https://www.irena.org/publications/2020/Jun/Renewable-Power-Costs-in-2019 | Fig. 2.5, 2011-2019 weighted average for Spain | https://setis.ec.europa.eu/system/files/ETRI_2014.pdf | p.14, 2020-2050 CAPEX ref value, EU average, utility/commercial >2 MW without tracking | 1920.1111 | 1870.6237 | 1835.9825 | 1801.3414 | 1732.059 | 1662.7766 | 1593.4943 | 1524.2119 | 0.91 | 1.7473 | 1.7023 | 1.6707 | 1.6392 | 1.5762 | 1.5131 | 1.4501 | 1.387 | 583.8242 | 1385.2002 | 1973.52 | 2123.7794 | 1255.9607 | 1259.6286 | 1052.1632 | 1022.8884
Production of electricity by wind offshore | i40.11.e.2 | PT | https://www.irena.org/publications/2020/Jun/Renewable-Power-Costs-in-2019 | Tab. 4.1, (2010+2019)/2 weighted average for Europe | https://setis.ec.europa.eu/system/files/ETRI_2014.pdf | p.16, 2020-2050 CAPEX ref value, EU average, utility/commercial >2 MW without tracking | 4376 | 3817.402 | 3618.579 | 3419.7559 | 3287.2073 | 3154.6586 | 3032.385 | 2910.1114 | 0.91 | 3.9822 | 3.4738 | 3.2929 | 3.112 | 2.9914 | 2.8707 | 2.7595 | 2.6482 | 0.40968 | 491.0883 | 758.0232 | 794.0749 | 389.0884 | 394.524 | 304.7775 | 298.9838
Production of electricity by petroleum and other oil derivatives | i40.11.f | PT | https://setis.ec.europa.eu/system/files/ETRI_2014.pdf | p.44, 2013 CAPEX ref value |  |  | 2442.8571 | 2300 | 2300 | 2300 | 2300 | 2300 | 2250 | 2200 |  | 2.4429 | 2.3 | 2.3 | 2.3 | 2.3 | 2.3 | 2.25 | 2.2 | 79.8617 | 60.1532 | 37.5957 | 15.0383 | 9.3989 | 3.7596 | 1.8389 | 0
Production of electricity by biomass and waste | i40.11.g | PT | https://setis.ec.europa.eu/system/files/ETRI_2014.pdf | p.70, 2013 CAPEX ref value |  |  | 2812.8571 | 2620 | 2495 | 2370 | 2260 | 2150 | 2050 | 1950 |  | 2.8129 | 2.62 | 2.495 | 2.37 | 2.26 | 2.15 | 2.05 | 1.95 | 72.7176 | 43.7055 | 26.0127 | 9.8838 | 5.8907 | 2.2416 | 1.0687 | 0
Production of electricity by solar photovoltaic utility | i40.11.h.1 | PT | https://www.irena.org/publications/2020/Jun/Renewable-Power-Costs-in-2019 | Fig. 3.4, 2011-2019 weighted average for Spain | https://setis.ec.europa.eu/system/files/ETRI_2014.pdf | p.20, 2020-2050 CAPEX ref value, EU average, utility/commercial >2 MW without tracking | 1393.1387 | 1200.2425 | 1080.2183 | 960.194 | 915.1849 | 870.1758 | 825.1667 | 780.1577 | 0.91 | 1.2678 | 1.0922 | 0.983 | 0.87378 | 0.83282 | 0.79186 | 0.7509 | 0.70994 | 40.9906 | 255.0087 | 375.2204 | 382.1001 | 202.1598 | 203.2219 | 161.405 | 155.8897
Production of electricity by solar photovoltaic residential | i40.11.h.2 | PT | https://www.irena.org/publications/2020/Jun/Renewable-Power-Costs-in-2019 | Tab. 3.1, 2011-2019 (ex. 2011-2012) weighted average for Spain | https://setis.ec.europa.eu/system/files/ETRI_2014.pdf | p.21, 2020-2050 CAPEX ref value, EU average, residential <100 kW | 1866.2857 | 1642.3314 | 1560.2149 | 1478.0983 | 1433.3074 | 1388.5166 | 1351.1909 | 1313.8651 | 0.91 | 1.6983 | 1.4945 | 1.4198 | 1.3451 | 1.3043 | 1.2636 | 1.2296 | 1.1956 | 31.1255 | 1087.9233 | 1715.4157 | 1867.3806 | 988.6118 | 1014.6097 | 821.2473 | 816.5053
Production of electricity by solar thermal | i40.11.i | PT | https://setis.ec.europa.eu/system/files/ETRI_2014.pdf | p.22, 2013 CAPEX ref value |  |  | 5285.7143 | 4500 | 4150 | 3800 | 3650 | 3500 | 3450 | 3400 | 0.91 | 4.81 | 4.095 | 3.7765 | 3.458 | 3.3215 | 3.185 | 3.1395 | 3.094 | 0 | 206.6029 | 313.0198 | 324.0058 | 158.6005 | 160.6911 | 127.2821 | 128.225
Production of electricity by tide, wave, ocean | i40.11.j | PT | https://setis.ec.europa.eu/system/files/ETRI_2014.pdf | p.34, 2013 CAPEX ref value |  |  | 8140 | 5790 | 5135 | 4480 | 3565 | 2650 | 2475 | 2300 |  | 8.14 | 5.79 | 5.135 | 4.48 | 3.565 | 2.65 | 2.475 | 2.3 | 0 | 276.1528 | 416.3516 | 427.3453 | 199.7875 | 157.989 | 126.8979 | 120.6678
Production of electricity by Geothermal | i40.11.k | PT | https://setis.ec.europa.eu/system/files/ETRI_2014.pdf | p.29, 2013 CAPEX ref value |  |  | 5370 | 4970 | 4720 | 4470 | 4245 | 4020 | 3815 | 3610 | 0.91 | 4.8867 | 4.5227 | 4.2952 | 4.0677 | 3.863 | 3.6582 | 3.4716 | 3.2851 | 4.7238 | 19.3572 | 27.5322 | 28.962 | 15.8478 | 15.6571 | 12.5992 | 12.1165
Production of electricity by coal | i40.11.a | RO | https://setis.ec.europa.eu/system/files/ETRI_2014.pdf | p.42, Tab. 23+24, 2013 CAPEX ref value, share from ENTSO-E Transparency Platform Installed Capacity 2015 |  |  | 1908.1744 | 1908.1744 | 1908.1744 | 1908.1744 | 1908.1744 | 1908.1744 | 1908.1744 | 1908.1744 |  | 1.9082 | 1.9082 | 1.9082 | 1.9082 | 1.9082 | 1.9082 | 1.9082 | 1.9082 | 1627.7367 | 245.824 | 153.64 | 61.456 | 38.41 | 15.364 | 7.682 | 0
Production of electricity by gas | i40.11.b | RO | https://setis.ec.europa.eu/system/files/ETRI_2014.pdf | p.40, 2013 CAPEX ref value |  |  | 850 | 850 | 850 | 850 | 850 | 850 | 850 | 850 |  | 0.85 | 0.85 | 0.85 | 0.85 | 0.85 | 0.85 | 0.85 | 0.85 | 2550.9229 | 94.5783 | 59.1115 | 23.6446 | 14.7779 | 5.9111 | 2.9556 | 0
Production of electricity by nuclear | i40.11.c | RO | https://setis.ec.europa.eu/system/files/ETRI_2014.pdf | p.58, 2013 CAPEX ref value |  |  | 4457.1429 | 4350 | 4225 | 4100 | 3950 | 3800 | 3775 | 3750 |  | 4.4571 | 4.35 | 4.225 | 4.1 | 3.95 | 3.8 | 3.775 | 3.75 | 105.04 | 82.012 | 49.7846 | 19.3247 | 11.636 | 4.4777 | 2.2241 | 0
Production of electricity by hydro | i40.11.d | RO | https://www.irena.org/publications/2020/Jun/Renewable-Power-Costs-in-2019 | Fig. 5.5, 2015-2019 weighted average for Europe | https://setis.ec.europa.eu/system/files/ETRI_2014.pdf | p.24-26, 2020-2050 CAPEX ref value, EU average, utility/commercial >2 MW without tracking | 1842.6929 | 1842.6929 | 1842.6929 | 1842.6929 | 1842.6929 | 1842.6929 | 1842.6929 | 1842.6929 | 0.91 | 1.6769 | 1.6769 | 1.6769 | 1.6769 | 1.6769 | 1.6769 | 1.6769 | 1.6769 | 381.9017 | 185.5986 | 185.4312 | 185.2638 | 185.222 | 185.1801 | 185.1662 | 185.1522
Production of electricity by wind onshore | i40.11.e.1 | RO | https://www.irena.org/publications/2020/Jun/Renewable-Power-Costs-in-2019 | Fig. 2.5, 2011-2019 weighted average for Italy | https://setis.ec.europa.eu/system/files/ETRI_2014.pdf | p.14, 2020-2050 CAPEX ref value, EU average, utility/commercial >2 MW without tracking | 2218.7778 | 2161.5928 | 2121.5633 | 2081.5338 | 2001.4748 | 1921.4158 | 1841.3568 | 1761.2978 | 0.91 | 2.0191 | 1.967 | 1.9306 | 1.8942 | 1.8213 | 1.7485 | 1.6756 | 1.6028 | 300.4302 | 2480.5816 | 3842.9923 | 4221.91 | 2305.242 | 2333.3263 | 1890.2592 | 1844.8305
Production of electricity by wind offshore | i40.11.e.2 | RO | https://www.irena.org/publications/2020/Jun/Renewable-Power-Costs-in-2019 | Tab. 4.1, (2010+2019)/2 weighted average for Europe | https://setis.ec.europa.eu/system/files/ETRI_2014.pdf | p.16, 2020-2050 CAPEX ref value, EU average, utility/commercial >2 MW without tracking | 4376 | 3817.402 | 3618.579 | 3419.7559 | 3287.2073 | 3154.6586 | 3032.385 | 2910.1114 | 0.91 | 3.9822 | 3.4738 | 3.2929 | 3.112 | 2.9914 | 2.8707 | 2.7595 | 2.6482 | 0 | 978.4525 | 1510.6867 | 1582.6242 | 775.2688 | 786.1216 | 607.2202 | 595.6852
Production of electricity by petroleum and other oil derivatives | i40.11.f | RO | https://setis.ec.europa.eu/system/files/ETRI_2014.pdf | p.44, 2013 CAPEX ref value |  |  | 2442.8571 | 2300 | 2300 | 2300 | 2300 | 2300 | 2250 | 2200 |  | 2.4429 | 2.3 | 2.3 | 2.3 | 2.3 | 2.3 | 2.25 | 2.2 | 94.9156 | 71.492 | 44.6825 | 17.873 | 11.1706 | 4.4682 | 2.1856 | 0
Production of electricity by biomass and waste | i40.11.g | RO | https://setis.ec.europa.eu/system/files/ETRI_2014.pdf | p.70, 2013 CAPEX ref value |  |  | 2812.8571 | 2620 | 2495 | 2370 | 2260 | 2150 | 2050 | 1950 |  | 2.8129 | 2.62 | 2.495 | 2.37 | 2.26 | 2.15 | 2.05 | 1.95 | 78.2987 | 8.0403 | 4.7854 | 1.8183 | 1.0837 | 0.41237 | 0.19659 | 0
Production of electricity by solar photovoltaic utility | i40.11.h.1 | RO | https://www.irena.org/publications/2020/Jun/Renewable-Power-Costs-in-2019 | Fig. 3.4, 2011-2019 weighted average for France | https://setis.ec.europa.eu/system/files/ETRI_2014.pdf | p.20, 2020-2050 CAPEX ref value, EU average, utility/commercial >2 MW without tracking | 2503.4421 | 2156.8117 | 1941.1305 | 1725.4493 | 1644.5689 | 1563.6885 | 1482.808 | 1401.9276 | 0.91 | 2.2781 | 1.9627 | 1.7664 | 1.5702 | 1.4966 | 1.423 | 1.3494 | 1.2758 | 238.4484 | 857.2859 | 1201.5309 | 1211.3519 | 676.4482 | 675.6522 | 548.3276 | 528.1231
Production of electricity by solar photovoltaic residential | i40.11.h.2 | RO | https://www.irena.org/publications/2020/Jun/Renewable-Power-Costs-in-2019 | Tab. 3.1, 2011-2019 weighted average for France | https://setis.ec.europa.eu/system/files/ETRI_2014.pdf | p.21, 2020-2050 CAPEX ref value, EU average, residential <100 kW | 4069.1111 | 3580.8178 | 3401.7769 | 3222.736 | 3125.0773 | 3027.4187 | 2946.0364 | 2864.6542 | 0.91 | 3.7029 | 3.2585 | 3.0956 | 2.9327 | 2.8438 | 2.755 | 2.6809 | 2.6068 | 0 | 3060.619 | 4845.9801 | 5279.5678 | 2782.3809 | 2857.1574 | 2308.2168 | 2295.4642
Production of electricity by solar thermal | i40.11.i | RO | https://setis.ec.europa.eu/system/files/ETRI_2014.pdf | p.22, 2013 CAPEX ref value |  |  | 5285.7143 | 4500 | 4150 | 3800 | 3650 | 3500 | 3450 | 3400 | 0.91 | 4.81 | 4.095 | 3.7765 | 3.458 | 3.3215 | 3.185 | 3.1395 | 3.094 | 0 | 0.01911 | 0.028953 | 0.029969 | 0.01467 | 0.014863 | 0.011773 | 0.01186
Production of electricity by tide, wave, ocean | i40.11.j | RO | https://setis.ec.europa.eu/system/files/ETRI_2014.pdf | p.34, 2013 CAPEX ref value |  |  | 8140 | 5790 | 5135 | 4480 | 3565 | 2650 | 2475 | 2300 |  | 8.14 | 5.79 | 5.135 | 4.48 | 3.565 | 2.65 | 2.475 | 2.3 | 0 | 2.1906 | 3.3028 | 3.39 | 1.5848 | 1.2533 | 1.0066 | 0.95721
Production of electricity by Geothermal | i40.11.k | RO | https://setis.ec.europa.eu/system/files/ETRI_2014.pdf | p.29, 2013 CAPEX ref value |  |  | 5370 | 4970 | 4720 | 4470 | 4245 | 4020 | 3815 | 3610 | 0.91 | 4.8867 | 4.5227 | 4.2952 | 4.0677 | 3.863 | 3.6582 | 3.4716 | 3.2851 | 0 | 21.1059 | 32.9299 | 35.2534 | 17.0614 | 17.0716 | 13.0187 | 12.5929
Production of electricity by coal | i40.11.a | SE | https://setis.ec.europa.eu/system/files/ETRI_2014.pdf | p.42, Tab. 23+24, 2013 CAPEX ref value, share from ENTSO-E Transparency Platform Installed Capacity 2015 |  |  | 1600 | 1600 | 1600 | 1600 | 1600 | 1600 | 1600 | 1600 |  | 1.6 | 1.6 | 1.6 | 1.6 | 1.6 | 1.6 | 1.6 | 1.6 | 14.227 | 11.3816 | 7.1135 | 2.8454 | 1.7784 | 0.71135 | 0.35567 | 0
Production of electricity by gas | i40.11.b | SE | https://setis.ec.europa.eu/system/files/ETRI_2014.pdf | p.40, 2013 CAPEX ref value |  |  | 850 | 850 | 850 | 850 | 850 | 850 | 850 | 850 |  | 0.85 | 0.85 | 0.85 | 0.85 | 0.85 | 0.85 | 0.85 | 0.85 | 33.102 | 26.4816 | 16.551 | 6.6204 | 4.1378 | 1.6551 | 0.82755 | 0
Production of electricity by nuclear | i40.11.c | SE | https://setis.ec.europa.eu/system/files/ETRI_2014.pdf | p.58, 2013 CAPEX ref value |  |  | 4457.1429 | 4350 | 4225 | 4100 | 3950 | 3800 | 3775 | 3750 |  | 4.4571 | 4.35 | 4.225 | 4.1 | 3.95 | 3.8 | 3.775 | 3.75 | 1514.8224 | 552.8467 | 335.6002 | 130.2685 | 78.4391 | 30.1842 | 14.9928 | 0
Production of electricity by hydro | i40.11.d | SE | https://www.irena.org/publications/2020/Jun/Renewable-Power-Costs-in-2019 | Fig. 5.5, 2015-2019 weighted average for Europe | https://setis.ec.europa.eu/system/files/ETRI_2014.pdf | p.24-26, 2020-2050 CAPEX ref value, EU average, utility/commercial >2 MW without tracking | 1842.6929 | 1842.6929 | 1842.6929 | 1842.6929 | 1842.6929 | 1842.6929 | 1842.6929 | 1842.6929 | 0.91 | 1.6769 | 1.6769 | 1.6769 | 1.6769 | 1.6769 | 1.6769 | 1.6769 | 1.6769 | 1016.5907 | 458.0429 | 457.8082 | 457.5734 | 457.5147 | 457.456 | 457.4364 | 457.4169
Production of electricity by wind onshore | i40.11.e.1 | SE | https://www.irena.org/publications/2020/Jun/Renewable-Power-Costs-in-2019 | Fig. 2.5, 2011-2019 weighted average for Sweden | https://setis.ec.europa.eu/system/files/ETRI_2014.pdf | p.14, 2020-2050 CAPEX ref value, EU average, utility/commercial >2 MW without tracking | 1836.1111 | 1788.7887 | 1755.6629 | 1722.5372 | 1656.2858 | 1590.0344 | 1523.7829 | 1457.5315 | 0.91 | 1.6709 | 1.6278 | 1.5977 | 1.5675 | 1.5072 | 1.4469 | 1.3866 | 1.3264 | 1706.3164 | 3586.2524 | 5524.3009 | 6060.8655 | 3327.0136 | 3365.4125 | 2732.1836 | 2665.7895
Production of electricity by wind offshore | i40.11.e.2 | SE | https://www.irena.org/publications/2020/Jun/Renewable-Power-Costs-in-2019 | Tab. 4.1, (2010+2019)/2 weighted average for Europe | https://setis.ec.europa.eu/system/files/ETRI_2014.pdf | p.16, 2020-2050 CAPEX ref value, EU average, utility/commercial >2 MW without tracking | 4376 | 3817.402 | 3618.579 | 3419.7559 | 3287.2073 | 3154.6586 | 3032.385 | 2910.1114 | 0.91 | 3.9822 | 3.4738 | 3.2929 | 3.112 | 2.9914 | 2.8707 | 2.7595 | 2.6482 | 43.9109 | 2071.1762 | 3176.8971 | 3323.3897 | 1638.7889 | 1660.5354 | 1286.6241 | 1261.7503
Production of electricity by petroleum and other oil derivatives | i40.11.f | SE | https://setis.ec.europa.eu/system/files/ETRI_2014.pdf | p.44, 2013 CAPEX ref value |  |  | 2442.8571 | 2300 | 2300 | 2300 | 2300 | 2300 | 2250 | 2200 |  | 2.4429 | 2.3 | 2.3 | 2.3 | 2.3 | 2.3 | 2.25 | 2.2 | 206.4608 | 155.5097 | 97.1935 | 38.8774 | 24.2984 | 9.7194 | 4.754 | 0
Production of electricity by biomass and waste | i40.11.g | SE | https://setis.ec.europa.eu/system/files/ETRI_2014.pdf | p.70, 2013 CAPEX ref value |  |  | 2812.8571 | 2620 | 2495 | 2370 | 2260 | 2150 | 2050 | 1950 |  | 2.8129 | 2.62 | 2.495 | 2.37 | 2.26 | 2.15 | 2.05 | 1.95 | 1292.3511 | 265.0272 | 157.7392 | 59.9346 | 35.7205 | 13.5928 | 6.4803 | 0
Production of electricity by solar photovoltaic utility | i40.11.h.1 | SE | https://www.irena.org/publications/2020/Jun/Renewable-Power-Costs-in-2019 | Fig. 3.4, 2011-2019 weighted average for the United Kingdom | https://setis.ec.europa.eu/system/files/ETRI_2014.pdf | p.20, 2020-2050 CAPEX ref value, EU average, utility/commercial >2 MW without tracking | 2040.9771 | 1758.3803 | 1582.5423 | 1406.7042 | 1340.765 | 1274.8257 | 1208.8864 | 1142.9472 | 0.91 | 1.8573 | 1.6001 | 1.4401 | 1.2801 | 1.2201 | 1.1601 | 1.1001 | 1.0401 | 2.8767 | 1780.2827 | 2670.322 | 2729.6421 | 1414.0212 | 1425.1405 | 1121.9587 | 1084.8667
Production of electricity by solar photovoltaic residential | i40.11.h.2 | SE | https://www.irena.org/publications/2020/Jun/Renewable-Power-Costs-in-2019 | Tab. 3.1, 2011-2019 (ex. 2011-2012) weighted average for the United Kingdom | https://setis.ec.europa.eu/system/files/ETRI_2014.pdf | p.21, 2020-2050 CAPEX ref value, EU average, residential <100 kW | 2900.7143 | 2552.6286 | 2424.9971 | 2297.3657 | 2227.7486 | 2158.1314 | 2100.1171 | 2042.1029 | 0.91 | 2.6397 | 2.3229 | 2.2067 | 2.0906 | 2.0273 | 1.9639 | 1.9111 | 1.8583 | 120.6086 | 1066.4159 | 1683.8815 | 1833.5619 | 969.2043 | 994.8824 | 804.7544 | 800.1759
Production of electricity by solar thermal | i40.11.i | SE | https://setis.ec.europa.eu/system/files/ETRI_2014.pdf | p.22, 2013 CAPEX ref value |  |  | 5285.7143 | 4500 | 4150 | 3800 | 3650 | 3500 | 3450 | 3400 | 0.91 | 4.81 | 4.095 | 3.7765 | 3.458 | 3.3215 | 3.185 | 3.1395 | 3.094 | 0 | 0 | 0 | 0 | 0 | 0 | 0 | 0
Production of electricity by tide, wave, ocean | i40.11.j | SE | https://setis.ec.europa.eu/system/files/ETRI_2014.pdf | p.34, 2013 CAPEX ref value |  |  | 8140 | 5790 | 5135 | 4480 | 3565 | 2650 | 2475 | 2300 |  | 8.14 | 5.79 | 5.135 | 4.48 | 3.565 | 2.65 | 2.475 | 2.3 | 0 | 28.95 | 43.6475 | 44.8 | 20.9444 | 16.5625 | 13.3031 | 12.65
Production of electricity by Geothermal | i40.11.k | SE | https://setis.ec.europa.eu/system/files/ETRI_2014.pdf | p.29, 2013 CAPEX ref value |  |  | 5370 | 4970 | 4720 | 4470 | 4245 | 4020 | 3815 | 3610 | 0.91 | 4.8867 | 4.5227 | 4.2952 | 4.0677 | 3.863 | 3.6582 | 3.4716 | 3.2851 | 0 | 0 | 0 | 0 | 0 | 0 | 0 | 0
Production of electricity by coal | i40.11.a | SI | https://setis.ec.europa.eu/system/files/ETRI_2014.pdf | p.42, Tab. 23+24, 2013 CAPEX ref value, share from ENTSO-E Transparency Platform Installed Capacity 2015 |  |  | 2000 | 2000 | 2000 | 2000 | 2000 | 2000 | 2000 | 2000 |  | 2 | 2 | 2 | 2 | 2 | 2 | 2 | 2 | 945.6015 | 31.6812 | 19.8008 | 7.9203 | 4.9502 | 1.9801 | 0.99004 | 0
Production of electricity by gas | i40.11.b | SI | https://setis.ec.europa.eu/system/files/ETRI_2014.pdf | p.40, 2013 CAPEX ref value |  |  | 850 | 850 | 850 | 850 | 850 | 850 | 850 | 850 |  | 0.85 | 0.85 | 0.85 | 0.85 | 0.85 | 0.85 | 0.85 | 0.85 | 56.6642 | 10.6513 | 6.6571 | 2.6628 | 1.6643 | 0.66571 | 0.33285 | 0
Production of electricity by nuclear | i40.11.c | SI | https://setis.ec.europa.eu/system/files/ETRI_2014.pdf | p.58, 2013 CAPEX ref value |  |  | 4457.1429 | 4350 | 4225 | 4100 | 3950 | 3800 | 3775 | 3750 |  | 4.4571 | 4.35 | 4.225 | 4.1 | 3.95 | 3.8 | 3.775 | 3.75 | 52 | 40.6 | 24.6458 | 9.5667 | 5.7604 | 2.2167 | 1.101 | 0
Production of electricity by hydro | i40.11.d | SI | https://www.irena.org/publications/2020/Jun/Renewable-Power-Costs-in-2019 | Fig. 5.5, 2015-2019 weighted average for Europe | https://setis.ec.europa.eu/system/files/ETRI_2014.pdf | p.24-26, 2020-2050 CAPEX ref value, EU average, utility/commercial >2 MW without tracking | 1842.6929 | 1842.6929 | 1842.6929 | 1842.6929 | 1842.6929 | 1842.6929 | 1842.6929 | 1842.6929 | 0.91 | 1.6769 | 1.6769 | 1.6769 | 1.6769 | 1.6769 | 1.6769 | 1.6769 | 1.6769 | 31.2733 | 44.3527 | 51.8985 | 53.4077 | 40.2025 | 40.5798 | 37.6872 | 37.813
Production of electricity by wind onshore | i40.11.e.1 | SI | https://www.irena.org/publications/2020/Jun/Renewable-Power-Costs-in-2019 | Fig. 2.5, 2011-2019 weighted average for Italy | https://setis.ec.europa.eu/system/files/ETRI_2014.pdf | p.14, 2020-2050 CAPEX ref value, EU average, utility/commercial >2 MW without tracking | 2218.7778 | 2161.5928 | 2121.5633 | 2081.5338 | 2001.4748 | 1921.4158 | 1841.3568 | 1761.2978 | 0.91 | 2.0191 | 1.967 | 1.9306 | 1.8942 | 1.8213 | 1.7485 | 1.6756 | 1.6028 | 2.3926 | 524.4205 | 851.9364 | 946.0861 | 494.5243 | 503.2124 | 400.3966 | 391.6869
Production of electricity by wind offshore | i40.11.e.2 | SI | https://www.irena.org/publications/2020/Jun/Renewable-Power-Costs-in-2019 | Tab. 4.1, (2010+2019)/2 weighted average for Europe | https://setis.ec.europa.eu/system/files/ETRI_2014.pdf | p.16, 2020-2050 CAPEX ref value, EU average, utility/commercial >2 MW without tracking | 4376 | 3817.402 | 3618.579 | 3419.7559 | 3287.2073 | 3154.6586 | 3032.385 | 2910.1114 | 0.91 | 3.9822 | 3.4738 | 3.2929 | 3.112 | 2.9914 | 2.8707 | 2.7595 | 2.6482 | 0 | 172.9399 | 267.0114 | 279.7262 | 137.0275 | 138.9457 | 107.3252 | 105.2864
Production of electricity by petroleum and other oil derivatives | i40.11.f | SI | https://setis.ec.europa.eu/system/files/ETRI_2014.pdf | p.44, 2013 CAPEX ref value |  |  | 2442.8571 | 2300 | 2300 | 2300 | 2300 | 2300 | 2250 | 2200 |  | 2.4429 | 2.3 | 2.3 | 2.3 | 2.3 | 2.3 | 2.25 | 2.2 | 6.4235 | 4.8383 | 3.0239 | 1.2096 | 0.75598 | 0.30239 | 0.14791 | 0
Production of electricity by biomass and waste | i40.11.g | SI | https://setis.ec.europa.eu/system/files/ETRI_2014.pdf | p.70, 2013 CAPEX ref value |  |  | 2812.8571 | 2620 | 2495 | 2370 | 2260 | 2150 | 2050 | 1950 |  | 2.8129 | 2.62 | 2.495 | 2.37 | 2.26 | 2.15 | 2.05 | 1.95 | 5.7467 | 4.2822 | 2.5487 | 0.96839 | 0.57715 | 0.21963 | 0.1047 | 0
Production of electricity by solar photovoltaic utility | i40.11.h.1 | SI | https://www.irena.org/publications/2020/Jun/Renewable-Power-Costs-in-2019 | Fig. 3.4, 2011-2019 (ex. 2015-2016) weighted average for Italy | https://setis.ec.europa.eu/system/files/ETRI_2014.pdf | p.20, 2020-2050 CAPEX ref value, EU average, utility/commercial >2 MW without tracking | 2018.1247 | 1738.6921 | 1564.8229 | 1390.9536 | 1325.7527 | 1260.5517 | 1195.3508 | 1130.1498 | 0.91 | 1.8365 | 1.5822 | 1.424 | 1.2658 | 1.2064 | 1.1471 | 1.0878 | 1.0284 | 0 | 130.8648 | 196.2972 | 200.6594 | 103.9421 | 104.76 | 82.4721 | 79.7458
Production of electricity by solar photovoltaic residential | i40.11.h.2 | SI | https://www.irena.org/publications/2020/Jun/Renewable-Power-Costs-in-2019 | Tab. 3.1, 2011-2019 weighted average for Italy | https://setis.ec.europa.eu/system/files/ETRI_2014.pdf | p.21, 2020-2050 CAPEX ref value, EU average, residential <100 kW | 2742.6667 | 2413.5467 | 2292.8693 | 2172.192 | 2106.368 | 2040.544 | 1985.6907 | 1930.8373 | 0.91 | 2.4958 | 2.1963 | 2.0865 | 1.9767 | 1.9168 | 1.8569 | 1.807 | 1.7571 | 63.5937 | 431.5036 | 668.6363 | 725.3543 | 391.439 | 400.7913 | 327.0037 | 324.7786
Production of electricity by solar thermal | i40.11.i | SI | https://setis.ec.europa.eu/system/files/ETRI_2014.pdf | p.22, 2013 CAPEX ref value |  |  | 5285.7143 | 4500 | 4150 | 3800 | 3650 | 3500 | 3450 | 3400 | 0.91 | 4.81 | 4.095 | 3.7765 | 3.458 | 3.3215 | 3.185 | 3.1395 | 3.094 | 0 | 0 | 0 | 0 | 0 | 0 | 0 | 0
Production of electricity by tide, wave, ocean | i40.11.j | SI | https://setis.ec.europa.eu/system/files/ETRI_2014.pdf | p.34, 2013 CAPEX ref value |  |  | 8140 | 5790 | 5135 | 4480 | 3565 | 2650 | 2475 | 2300 |  | 8.14 | 5.79 | 5.135 | 4.48 | 3.565 | 2.65 | 2.475 | 2.3 | 0 | 0.78062 | 1.1769 | 1.208 | 0.56475 | 0.4466 | 0.35871 | 0.3411
Production of electricity by Geothermal | i40.11.k | SI | https://setis.ec.europa.eu/system/files/ETRI_2014.pdf | p.29, 2013 CAPEX ref value |  |  | 5370 | 4970 | 4720 | 4470 | 4245 | 4020 | 3815 | 3610 | 0.91 | 4.8867 | 4.5227 | 4.2952 | 4.0677 | 3.863 | 3.6582 | 3.4716 | 3.2851 | 0 | 21.1059 | 32.9299 | 35.2534 | 17.0614 | 17.0716 | 13.0187 | 12.5929
Production of electricity by coal | i40.11.a | SK | https://setis.ec.europa.eu/system/files/ETRI_2014.pdf | p.42, Tab. 23+24, 2013 CAPEX ref value, share from ENTSO-E Transparency Platform Installed Capacity 2015 |  |  | 1825.3968 | 1825.3968 | 1825.3968 | 1825.3968 | 1825.3968 | 1825.3968 | 1825.3968 | 1825.3968 |  | 1.8254 | 1.8254 | 1.8254 | 1.8254 | 1.8254 | 1.8254 | 1.8254 | 1.8254 | 58.1509 | 46.5207 | 29.0754 | 11.6302 | 7.2689 | 2.9075 | 1.4538 | 0
Production of electricity by gas | i40.11.b | SK | https://setis.ec.europa.eu/system/files/ETRI_2014.pdf | p.40, 2013 CAPEX ref value |  |  | 850 | 850 | 850 | 850 | 850 | 850 | 850 | 850 |  | 0.85 | 0.85 | 0.85 | 0.85 | 0.85 | 0.85 | 0.85 | 0.85 | 63.6975 | 39.398 | 24.6238 | 9.8495 | 6.1559 | 2.4624 | 1.2312 | 0
Production of electricity by nuclear | i40.11.c | SK | https://setis.ec.europa.eu/system/files/ETRI_2014.pdf | p.58, 2013 CAPEX ref value |  |  | 4457.1429 | 4350 | 4225 | 4100 | 3950 | 3800 | 3775 | 3750 |  | 4.4571 | 4.35 | 4.225 | 4.1 | 3.95 | 3.8 | 3.775 | 3.75 | 144.1143 | 112.52 | 68.3042 | 26.5133 | 15.9646 | 6.1433 | 3.0515 | 0
Production of electricity by hydro | i40.11.d | SK | https://www.irena.org/publications/2020/Jun/Renewable-Power-Costs-in-2019 | Fig. 5.5, 2015-2019 weighted average for Europe | https://setis.ec.europa.eu/system/files/ETRI_2014.pdf | p.24-26, 2020-2050 CAPEX ref value, EU average, utility/commercial >2 MW without tracking | 1842.6929 | 1842.6929 | 1842.6929 | 1842.6929 | 1842.6929 | 1842.6929 | 1842.6929 | 1842.6929 | 0.91 | 1.6769 | 1.6769 | 1.6769 | 1.6769 | 1.6769 | 1.6769 | 1.6769 | 1.6769 | 44.9116 | 44.9061 | 44.8977 | 44.8893 | 44.8872 | 44.8851 | 44.8844 | 44.8837
Production of electricity by wind onshore | i40.11.e.1 | SK | https://www.irena.org/publications/2020/Jun/Renewable-Power-Costs-in-2019 | Fig. 2.5, 2011-2019 weighted average for Germany | https://setis.ec.europa.eu/system/files/ETRI_2014.pdf | p.14, 2020-2050 CAPEX ref value, EU average, utility/commercial >2 MW without tracking | 1988.1111 | 1936.8711 | 1901.0032 | 1865.1352 | 1793.3992 | 1721.6632 | 1649.9273 | 1578.1913 | 0.91 | 1.8092 | 1.7626 | 1.7299 | 1.6973 | 1.632 | 1.5667 | 1.5014 | 1.4362 | 0.4523 | 935.156 | 1519.3218 | 1687.2589 | 881.8688 | 897.3708 | 713.997 | 698.4688
Production of electricity by wind offshore | i40.11.e.2 | SK | https://www.irena.org/publications/2020/Jun/Renewable-Power-Costs-in-2019 | Tab. 4.1, (2010+2019)/2 weighted average for Europe | https://setis.ec.europa.eu/system/files/ETRI_2014.pdf | p.16, 2020-2050 CAPEX ref value, EU average, utility/commercial >2 MW without tracking | 4376 | 3817.402 | 3618.579 | 3419.7559 | 3287.2073 | 3154.6586 | 3032.385 | 2910.1114 | 0.91 | 3.9822 | 3.4738 | 3.2929 | 3.112 | 2.9914 | 2.8707 | 2.7595 | 2.6482 | 0 | 0 | 0 | 0 | 0 | 0 | 0 | 0
Production of electricity by petroleum and other oil derivatives | i40.11.f | SK | https://setis.ec.europa.eu/system/files/ETRI_2014.pdf | p.44, 2013 CAPEX ref value |  |  | 2442.8571 | 2300 | 2300 | 2300 | 2300 | 2300 | 2250 | 2200 |  | 2.4429 | 2.3 | 2.3 | 2.3 | 2.3 | 2.3 | 2.25 | 2.2 | 244.0547 | 4.426 | 2.7663 | 1.1065 | 0.69156 | 0.27663 | 0.13531 | 0
Production of electricity by biomass and waste | i40.11.g | SK | https://setis.ec.europa.eu/system/files/ETRI_2014.pdf | p.70, 2013 CAPEX ref value |  |  | 2812.8571 | 2620 | 2495 | 2370 | 2260 | 2150 | 2050 | 1950 |  | 2.8129 | 2.62 | 2.495 | 2.37 | 2.26 | 2.15 | 2.05 | 1.95 | 41.143 | 20.1777 | 12.0094 | 4.5631 | 2.7196 | 1.0349 | 0.49337 | 0
Production of electricity by solar photovoltaic utility | i40.11.h.1 | SK | https://www.irena.org/publications/2020/Jun/Renewable-Power-Costs-in-2019 | Fig. 3.4, 2011-2019 weighted average for Germany | https://setis.ec.europa.eu/system/files/ETRI_2014.pdf | p.20, 2020-2050 CAPEX ref value, EU average, utility/commercial >2 MW without tracking | 1608.2726 | 1385.5887 | 1247.0298 | 1108.4709 | 1056.5114 | 1004.5518 | 952.5922 | 900.6326 | 0.91 | 1.4635 | 1.2609 | 1.1348 | 1.0087 | 0.96143 | 0.91414 | 0.86686 | 0.81958 | 31.419 | 515.2705 | 756.6646 | 770.2311 | 408.4044 | 410.4405 | 326.2786 | 315.0926
Production of electricity by solar photovoltaic residential | i40.11.h.2 | SK | https://www.irena.org/publications/2020/Jun/Renewable-Power-Costs-in-2019 | Tab. 3.1, 2011-2019 weighted average for Germany | https://setis.ec.europa.eu/system/files/ETRI_2014.pdf | p.21, 2020-2050 CAPEX ref value, EU average, residential <100 kW | 2164.4444 | 1904.7111 | 1809.4756 | 1714.24 | 1662.2933 | 1610.3467 | 1567.0578 | 1523.7689 | 0.91 | 1.9696 | 1.7333 | 1.6466 | 1.56 | 1.5127 | 1.4654 | 1.426 | 1.3866 | 5.6174 | 674.074 | 1064.1531 | 1158.6994 | 612.6148 | 628.8281 | 508.7031 | 505.8027
Production of electricity by solar thermal | i40.11.i | SK | https://setis.ec.europa.eu/system/files/ETRI_2014.pdf | p.22, 2013 CAPEX ref value |  |  | 5285.7143 | 4500 | 4150 | 3800 | 3650 | 3500 | 3450 | 3400 | 0.91 | 4.81 | 4.095 | 3.7765 | 3.458 | 3.3215 | 3.185 | 3.1395 | 3.094 | 0 | 0 | 0 | 0 | 0 | 0 | 0 | 0
Production of electricity by tide, wave, ocean | i40.11.j | SK | https://setis.ec.europa.eu/system/files/ETRI_2014.pdf | p.34, 2013 CAPEX ref value |  |  | 8140 | 5790 | 5135 | 4480 | 3565 | 2650 | 2475 | 2300 |  | 8.14 | 5.79 | 5.135 | 4.48 | 3.565 | 2.65 | 2.475 | 2.3 | 0 | 0 | 0 | 0 | 0 | 0 | 0 | 0
Production of electricity by Geothermal | i40.11.k | SK | https://setis.ec.europa.eu/system/files/ETRI_2014.pdf | p.29, 2013 CAPEX ref value |  |  | 5370 | 4970 | 4720 | 4470 | 4245 | 4020 | 3815 | 3610 | 0.91 | 4.8867 | 4.5227 | 4.2952 | 4.0677 | 3.863 | 3.6582 | 3.4716 | 3.2851 | 0 | 0 | 0 | 0 | 0 | 0 | 0 | 0
Production of electricity by coal | i40.11.a | GB | https://setis.ec.europa.eu/system/files/ETRI_2014.pdf | p.42, Tab. 23+24, 2013 CAPEX ref value, share from ENTSO-E Transparency Platform Installed Capacity 2015 |  |  | 1600 | 1600 | 1600 | 1600 | 1600 | 1600 | 1600 | 1600 |  | 1.6 | 1.6 | 1.6 | 1.6 | 1.6 | 1.6 | 1.6 | 1.6 | 749.395 | 599.516 | 374.6975 | 149.879 | 93.6744 | 37.4698 | 18.7349 | 0
Production of electricity by gas | i40.11.b | GB | https://setis.ec.europa.eu/system/files/ETRI_2014.pdf | p.40, 2013 CAPEX ref value |  |  | 850 | 850 | 850 | 850 | 850 | 850 | 850 | 850 |  | 0.85 | 0.85 | 0.85 | 0.85 | 0.85 | 0.85 | 0.85 | 0.85 | 962.0156 | 769.6125 | 481.0078 | 192.4031 | 120.252 | 48.1008 | 24.0504 | 0
Production of electricity by nuclear | i40.11.c | GB | https://setis.ec.europa.eu/system/files/ETRI_2014.pdf | p.58, 2013 CAPEX ref value |  |  | 4457.1429 | 4350 | 4225 | 4100 | 3950 | 3800 | 3775 | 3750 |  | 4.4571 | 4.35 | 4.225 | 4.1 | 3.95 | 3.8 | 3.775 | 3.75 | 696.3543 | 543.692 | 330.0429 | 128.1113 | 77.1402 | 29.6843 | 14.7445 | 0
Production of electricity by hydro | i40.11.d | GB | https://www.irena.org/publications/2020/Jun/Renewable-Power-Costs-in-2019 | Fig. 5.5, 2015-2019 weighted average for Europe | https://setis.ec.europa.eu/system/files/ETRI_2014.pdf | p.24-26, 2020-2050 CAPEX ref value, EU average, utility/commercial >2 MW without tracking | 1842.6929 | 1842.6929 | 1842.6929 | 1842.6929 | 1842.6929 | 1842.6929 | 1842.6929 | 1842.6929 | 0.91 | 1.6769 | 1.6769 | 1.6769 | 1.6769 | 1.6769 | 1.6769 | 1.6769 | 1.6769 | 387.6722 | 59.9586 | 67.2529 | 68.7117 | 55.9467 | 56.3114 | 53.5153 | 53.6369
Production of electricity by wind onshore | i40.11.e.1 | GB | https://www.irena.org/publications/2020/Jun/Renewable-Power-Costs-in-2019 | Fig. 2.5, 2011-2019 weighted average for the United Kingdom | https://setis.ec.europa.eu/system/files/ETRI_2014.pdf | p.14, 2020-2050 CAPEX ref value, EU average, utility/commercial >2 MW without tracking | 2160 | 2104.3299 | 2065.3608 | 2026.3918 | 1948.4536 | 1870.5155 | 1792.5773 | 1714.6392 | 0.91 | 1.9656 | 1.9149 | 1.8795 | 1.844 | 1.7731 | 1.7022 | 1.6312 | 1.5603 | 2118.0387 | 6082.1877 | 9345.0055 | 10246.4483 | 5638.1555 | 5701.6029 | 4633.2369 | 4520.0894
Production of electricity by wind offshore | i40.11.e.2 | GB | https://www.irena.org/publications/2020/Jun/Renewable-Power-Costs-in-2019 | Tab. 4.1, (2010+2019)/2 weighted average for the United Kingdom | https://setis.ec.europa.eu/system/files/ETRI_2014.pdf | p.16, 2020-2050 CAPEX ref value, EU average, utility/commercial >2 MW without tracking | 4557 | 3975.2973 | 3768.2505 | 3561.2038 | 3423.1727 | 3285.1415 | 3157.8104 | 3030.4794 | 0.91 | 4.1469 | 3.6175 | 3.4291 | 3.2407 | 3.1151 | 2.9895 | 2.8736 | 2.7577 | 3459.5377 | 12227.5221 | 18400.6554 | 19167.378 | 9635.9933 | 9743.5681 | 7617.3015 | 7462.7068
Production of electricity by petroleum and other oil derivatives | i40.11.f | GB | https://setis.ec.europa.eu/system/files/ETRI_2014.pdf | p.44, 2013 CAPEX ref value |  |  | 2442.8571 | 2300 | 2300 | 2300 | 2300 | 2300 | 2250 | 2200 |  | 2.4429 | 2.3 | 2.3 | 2.3 | 2.3 | 2.3 | 2.25 | 2.2 | 155.451 | 117.0883 | 73.1802 | 29.2721 | 18.295 | 7.318 | 3.5795 | 0
Production of electricity by biomass and waste | i40.11.g | GB | https://setis.ec.europa.eu/system/files/ETRI_2014.pdf | p.70, 2013 CAPEX ref value |  |  | 2812.8571 | 2620 | 2495 | 2370 | 2260 | 2150 | 2050 | 1950 |  | 2.8129 | 2.62 | 2.495 | 2.37 | 2.26 | 2.15 | 2.05 | 1.95 | 2317.4651 | 304.6703 | 181.3341 | 68.8997 | 41.0636 | 15.626 | 7.4496 | 0
Production of electricity by solar photovoltaic utility | i40.11.h.1 | GB | https://www.irena.org/publications/2020/Jun/Renewable-Power-Costs-in-2019 | Fig. 3.4, 2011-2019 weighted average for the United Kingdom | https://setis.ec.europa.eu/system/files/ETRI_2014.pdf | p.20, 2020-2050 CAPEX ref value, EU average, utility/commercial >2 MW without tracking | 2040.9771 | 1758.3803 | 1582.5423 | 1406.7042 | 1340.765 | 1274.8257 | 1208.8864 | 1142.9472 | 0.91 | 1.8573 | 1.6001 | 1.4401 | 1.2801 | 1.2201 | 1.1601 | 1.1001 | 1.0401 | 5852.4874 | 10193.911 | 15056.6387 | 15344.3851 | 8084.3235 | 8130.9563 | 6446.6532 | 6227.7737
Production of electricity by solar photovoltaic residential | i40.11.h.2 | GB | https://www.irena.org/publications/2020/Jun/Renewable-Power-Costs-in-2019 | Tab. 3.1, 2011-2019 (ex. 2011-2012) weighted average for the United Kingdom | https://setis.ec.europa.eu/system/files/ETRI_2014.pdf | p.21, 2020-2050 CAPEX ref value, EU average, residential <100 kW | 2900.7143 | 2552.6286 | 2424.9971 | 2297.3657 | 2227.7486 | 2158.1314 | 2100.1171 | 2042.1029 | 0.91 | 2.6397 | 2.3229 | 2.2067 | 2.0906 | 2.0273 | 1.9639 | 1.9111 | 1.8583 | 3460.4853 | 4944.7485 | 7616.0593 | 8252.0668 | 4482.989 | 4586.3989 | 3752.2361 | 3725.3871
Production of electricity by solar thermal | i40.11.i | GB | https://setis.ec.europa.eu/system/files/ETRI_2014.pdf | p.22, 2013 CAPEX ref value |  |  | 5285.7143 | 4500 | 4150 | 3800 | 3650 | 3500 | 3450 | 3400 | 0.91 | 4.81 | 4.095 | 3.7765 | 3.458 | 3.3215 | 3.185 | 3.1395 | 3.094 | 0 | 0 | 0 | 0 | 0 | 0 | 0 | 0
Production of electricity by tide, wave, ocean | i40.11.j | GB | https://setis.ec.europa.eu/system/files/ETRI_2014.pdf | p.34, 2013 CAPEX ref value |  |  | 8140 | 5790 | 5135 | 4480 | 3565 | 2650 | 2475 | 2300 |  | 8.14 | 5.79 | 5.135 | 4.48 | 3.565 | 2.65 | 2.475 | 2.3 | 1.628 | 4156.6452 | 6266.1954 | 6431.4944 | 3007.0716 | 2377.9136 | 1910.0275 | 1816.2428
Production of electricity by Geothermal | i40.11.k | GB | https://setis.ec.europa.eu/system/files/ETRI_2014.pdf | p.29, 2013 CAPEX ref value |  |  | 5370 | 4970 | 4720 | 4470 | 4245 | 4020 | 3815 | 3610 | 0.91 | 4.8867 | 4.5227 | 4.2952 | 4.0677 | 3.863 | 3.6582 | 3.4716 | 3.2851 | 0 | 0 | 0 | 0 | 0 | 0 | 0 | 0
Note on P1: Cerny: Source of the average USD to EUR exchange rate: https://www.statista.com/statistics/247851/exchange-rate-between-the-euro-and-us-dollar-since-1999/
Note on Q1: Cerny: million EUR
Note on Y1: Cerny: million EUR
Note on H2: Cerny: original value for 2013, value for 2015 constructed based on interpolation
Note on H3: Cerny: original value for 2013, value for 2015 constructed based on interpolation
Note on H4: Cerny: original value for 2013, value for 2015 constructed based on interpolation
Note on G6: Cerny: Values for 2020-2050 derived using the IRENA number for 2015
Note on H6: Cerny: Germany
Note on G7: Cerny: Values for 2020-2050 derived using the IRENA number for 2015
Note on H8: Cerny: original value for 2013, value for 2015 constructed based on interpolation
Note on H9: Cerny: original value for 2013, value for 2015 constructed based on interpolation
Note on G10: Cerny: Values for 2020-2050 derived using the IRENA number for 2015
Note on H10: Cerny: Germany
Note on G11: Cerny: Values for 2020-2050 derived using the IRENA number for 2015
Note on H11: Cerny: Germany
Note on H12: Cerny: original value for 2013, value for 2015 constructed based on interpolation
Note on H13: Cerny: original value for 2013, value for 2015 constructed based on interpolation
Note on H14: Cerny: original value for 2013, value for 2015 constructed based on interpolation
Note on H15: Cerny: original value for 2013, value for 2015 constructed based on interpolation
Note on H16: Cerny: original value for 2013, value for 2015 constructed based on interpolation
Note on H17: Cerny: original value for 2013, value for 2015 constructed based on interpolation
Note on H19: Cerny: Germany
Note on H21: Cerny: original value for 2013, value for 2015 constructed based on interpolation
Note on H22: Cerny: original value for 2013, value for 2015 constructed based on interpolation
Note on H23: Cerny: Germany
Note on H24: Cerny: Germany
Note on H25: Cerny: original value for 2013, value for 2015 constructed based on interpolation
Note on H26: Cerny: original value for 2013, value for 2015 constructed based on interpolation
Note on H27: Cerny: original value for 2013, value for 2015 constructed based on interpolation
Note on H28: Cerny: original value for 2013, value for 2015 constructed based on interpolation
Note on H29: Cerny: original value for 2013, value for 2015 constructed based on interpolation
Note on H30: Cerny: original value for 2013, value for 2015 constructed based on interpolation
Note on H32: Cerny: Italy
Note on H34: Cerny: original value for 2013, value for 2015 constructed based on interpolation
Note on H35: Cerny: original value for 2013, value for 2015 constructed based on interpolation
Note on H36: Cerny: Italy
Note on H37: Cerny: Italy
Note on H38: Cerny: original value for 2013, value for 2015 constructed based on interpolation
Note on H39: Cerny: original value for 2013, value for 2015 constructed based on interpolation
Note on H40: Cerny: original value for 2013, value for 2015 constructed based on interpolation
Note on H41: Cerny: Greece original value for 2013, value for 2015 constructed based on interpolation
Note on H42: Cerny: original value for 2013, value for 2015 constructed based on interpolation
Note on H43: Cerny: original value for 2013, value for 2015 constructed based on interpolation
Note on H45: Cerny: Italy
Note on H47: Cerny: original value for 2013, value for 2015 constructed based on interpolation
Note on H48: Cerny: original value for 2013, value for 2015 constructed based on interpolation
Note on H49: Cerny: Italy
Note on H50: Cerny: Italy
Note on H51: Cerny: original value for 2013, value for 2015 constructed based on interpolation
Note on H52: Cerny: original value for 2013, value for 2015 constructed based on interpolation
Note on H53: Cerny: original value for 2013, value for 2015 constructed based on interpolation
Note on H54: Cerny: original value for 2013, value for 2015 constructed based on interpolation
Note on H55: Cerny: original value for 2013, value for 2015 constructed based on interpolation
Note on H56: Cerny: original value for 2013, value for 2015 constructed based on interpolation
Note on H58: Cerny: Germany
Note on H60: Cerny: original value for 2013, value for 2015 constructed based on interpolation
Note on H61: Cerny: original value for 2013, value for 2015 constructed based on interpolation
Note on H62: Cerny: Germany
Note on H63: Cerny: Germany
Note on H64: Cerny: original value for 2013, value for 2015 constructed based on interpolation
Note on H65: Cerny: original value for 2013, value for 2015 constructed based on interpolation
Note on H66: Cerny: original value for 2013, value for 2015 constructed based on interpolation
Note on H67: Cerny: original value for 2013, value for 2015 constructed based on interpolation
Note on H68: Cerny: original value for 2013, value for 2015 constructed based on interpolation
Note on H69: Cerny: original value for 2013, value for 2015 constructed based on interpolation
Note on H73: Cerny: original value for 2013, value for 2015 constructed based on interpolation
Note on H74: Cerny: original value for 2013, value for 2015 constructed based on interpolation
Note on H77: Cerny: original value for 2013, value for 2015 constructed based on interpolation
Note on H78: Cerny: original value for 2013, value for 2015 constructed based on interpolation
Note on H79: Cerny: original value for 2013, value for 2015 constructed based on interpolation
Note on H80: Cerny: original value for 2013, value for 2015 constructed based on interpolation
Note on H81: Cerny: original value for 2013, value for 2015 constructed based on interpolation
Note on H82: Cerny: original value for 2013, value for 2015 constructed based on interpolation
Note on H86: Cerny: original value for 2013, value for 2015 constructed based on interpolation
Note on H87: Cerny: original value for 2013, value for 2015 constructed based on interpolation
Note on H88: Cerny: Germany
Note on H89: Cerny: Germany
Note on H90: Cerny: original value for 2013, value for 2015 constructed based on interpolation
Note on H91: Cerny: original value for 2013, value for 2015 constructed based on interpolation
Note on H92: Cerny: original value for 2013, value for 2015 constructed based on interpolation
Note on H93: Cerny: Finland original value for 2013, value for 2015 constructed based on interpolation
Note on H94: Cerny: original value for 2013, value for 2015 constructed based on interpolation
Note on H95: Cerny: original value for 2013, value for 2015 constructed based on interpolation
Note on H97: Cerny: Sweden
Note on H99: Cerny: original value for 2013, value for 2015 constructed based on interpolation
Note on H100: Cerny: original value for 2013, value for 2015 constructed based on interpolation
Note on H101: Cerny: United Kingdom
Note on H102: Cerny: United Kingdom
Note on H103: Cerny: original value for 2013, value for 2015 constructed based on interpolation
Note on H104: Cerny: original value for 2013, value for 2015 constructed based on interpolation
Note on H105: Cerny: original value for 2013, value for 2015 constructed based on interpolation
Note on H106: Cerny: original value for 2013, value for 2015 constructed based on interpolation
Note on H107: Cerny: original value for 2013, value for 2015 constructed based on interpolation
Note on H108: Cerny: original value for 2013, value for 2015 constructed based on interpolation
Note on H112: Cerny: original value for 2013, value for 2015 constructed based on interpolation
Note on H113: Cerny: original value for 2013, value for 2015 constructed based on interpolation
Note on H116: Cerny: original value for 2013, value for 2015 constructed based on interpolation
Note on H117: Cerny: original value for 2013, value for 2015 constructed based on interpolation
Note on H118: Cerny: original value for 2013, value for 2015 constructed based on interpolation
Note on H119: Cerny: original value for 2013, value for 2015 constructed based on interpolation
Note on H120: Cerny: original value for 2013, value for 2015 constructed based on interpolation
Note on H121: Cerny: original value for 2013, value for 2015 constructed based on interpolation
Note on H123: Cerny: Sweden
Note on H125: Cerny: original value for 2013, value for 2015 constructed based on interpolation
Note on H126: Cerny: original value for 2013, value for 2015 constructed based on interpolation
Note on H127: Cerny: United Kingdom
Note on H128: Cerny: United Kingdom
Note on H129: Cerny: original value for 2013, value for 2015 constructed based on interpolation
Note on H130: Cerny: original value for 2013, value for 2015 constructed based on interpolation
Note on H131: Cerny: original value for 2013, value for 2015 constructed based on interpolation
Note on H132: Cerny: original value for 2013, value for 2015 constructed based on interpolation
Note on H133: Cerny: original value for 2013, value for 2015 constructed based on interpolation
Note on H134: Cerny: original value for 2013, value for 2015 constructed based on interpolation
Note on H138: Cerny: original value for 2013, value for 2015 constructed based on interpolation
Note on H139: Cerny: original value for 2013, value for 2015 constructed based on interpolation
Note on H142: Cerny: original value for 2013, value for 2015 constructed based on interpolation
Note on H143: Cerny: original value for 2013, value for 2015 constructed based on interpolation
Note on H144: Cerny: original value for 2013, value for 2015 constructed based on interpolation
Note on H145: Cerny: original value for 2013, value for 2015 constructed based on interpolation
Note on H146: Cerny: original value for 2013, value for 2015 constructed based on interpolation
Note on H147: Cerny: original value for 2013, value for 2015 constructed based on interpolation
Note on H149: Cerny: Italy
Note on H151: Cerny: original value for 2013, value for 2015 constructed based on interpolation
Note on H152: Cerny: original value for 2013, value for 2015 constructed based on interpolation
Note on H153: Cerny: Italy
Note on H154: Cerny: Italy
Note on H155: Cerny: original value for 2013, value for 2015 constructed based on interpolation
Note on H156: Cerny: original value for 2013, value for 2015 constructed based on interpolation
Note on H157: Cerny: original value for 2013, value for 2015 constructed based on interpolation
Note on H158: Cerny: original value for 2013, value for 2015 constructed based on interpolation
Note on H159: Cerny: original value for 2013, value for 2015 constructed based on interpolation
Note on H160: Cerny: original value for 2013, value for 2015 constructed based on interpolation
Note on H162: Cerny: Italy
Note on H164: Cerny: original value for 2013, value for 2015 constructed based on interpolation
Note on H165: Cerny: original value for 2013, value for 2015 constructed based on interpolation
Note on H166: Cerny: Italy
Note on H167: Cerny: Italy
Note on H168: Cerny: original value for 2013, value for 2015 constructed based on interpolation
Note on H169: Cerny: original value for 2013, value for 2015 constructed based on interpolation
Note on H170: Cerny: original value for 2013, value for 2015 constructed based on interpolation
Note on H171: Cerny: original value for 2013, value for 2015 constructed based on interpolation
Note on H172: Cerny: original value for 2013, value for 2015 constructed based on interpolation
Note on H173: Cerny: original value for 2013, value for 2015 constructed based on interpolation
Note on H175: Cerny: Italy
Note on H177: Cerny: original value for 2013, value for 2015 constructed based on interpolation
Note on H178: Cerny: original value for 2013, value for 2015 constructed based on interpolation
Note on H179: Cerny: France
Note on H180: Cerny: France
Note on H181: Cerny: original value for 2013, value for 2015 constructed based on interpolation
Note on H182: Cerny: original value for 2013, value for 2015 constructed based on interpolation
Note on H183: Cerny: original value for 2013, value for 2015 constructed based on interpolation
Note on H184: Cerny: original value for 2013, value for 2015 constructed based on interpolation
Note on H185: Cerny: original value for 2013, value for 2015 constructed based on interpolation
Note on H186: Cerny: original value for 2013, value for 2015 constructed based on interpolation
Note on H188: Cerny: United Kingdom
Note on H189: Cerny: United Kingdom
Note on H190: Cerny: original value for 2013, value for 2015 constructed based on interpolation
Note on H191: Cerny: original value for 2013, value for 2015 constructed based on interpolation
Note on H192: Cerny: United Kingdom
Note on H193: Cerny: United Kingdom
Note on H194: Cerny: original value for 2013, value for 2015 constructed based on interpolation
Note on H195: Cerny: original value for 2013, value for 2015 constructed based on interpolation
Note on H196: Cerny: original value for 2013, value for 2015 constructed based on interpolation
Note on H197: Cerny: original value for 2013, value for 2015 constructed based on interpolation
Note on H198: Cerny: original value for 2013, value for 2015 constructed based on interpolation
Note on H199: Cerny: original value for 2013, value for 2015 constructed based on interpolation
Note on H203: Cerny: original value for 2013, value for 2015 constructed based on interpolation
Note on H204: Cerny: original value for 2013, value for 2015 constructed based on interpolation
Note on H207: Cerny: original value for 2013, value for 2015 constructed based on interpolation
Note on H208: Cerny: original value for 2013, value for 2015 constructed based on interpolation
Note on H209: Cerny: original value for 2013, value for 2015 constructed based on interpolation
Note on H210: Cerny: Finland original value for 2013, value for 2015 constructed based on interpolation
Note on H211: Cerny: original value for 2013, value for 2015 constructed based on interpolation
Note on H212: Cerny: original value for 2013, value for 2015 constructed based on interpolation
Note on H214: Cerny: Sweden
Note on H216: Cerny: original value for 2013, value for 2015 constructed based on interpolation
Note on H217: Cerny: original value for 2013, value for 2015 constructed based on interpolation
Note on H218: Cerny: United Kingdom
Note on H219: Cerny: United Kingdom
Note on H220: Cerny: original value for 2013, value for 2015 constructed based on interpolation
Note on H221: Cerny: original value for 2013, value for 2015 constructed based on interpolation
Note on H222: Cerny: original value for 2013, value for 2015 constructed based on interpolation
Note on H223: Cerny: Belgium original value for 2013, value for 2015 constructed based on interpolation
Note on H224: Cerny: original value for 2013, value for 2015 constructed based on interpolation
Note on H225: Cerny: original value for 2013, value for 2015 constructed based on interpolation
Note on H227: Cerny: Germany
Note on H229: Cerny: original value for 2013, value for 2015 constructed based on interpolation
Note on H230: Cerny: original value for 2013, value for 2015 constructed based on interpolation
Note on H231: Cerny: Germany
Note on H232: Cerny: Germany
Note on H233: Cerny: original value for 2013, value for 2015 constructed based on interpolation
Note on H234: Cerny: original value for 2013, value for 2015 constructed based on interpolation
Note on H235: Cerny: original value for 2013, value for 2015 constructed based on interpolation
Note on H236: Cerny: Finland original value for 2013, value for 2015 constructed based on interpolation
Note on H237: Cerny: original value for 2013, value for 2015 constructed based on interpolation
Note on H238: Cerny: original value for 2013, value for 2015 constructed based on interpolation
Note on H240: Cerny: Sweden
Note on H242: Cerny: original value for 2013, value for 2015 constructed based on interpolation
Note on H243: Cerny: original value for 2013, value for 2015 constructed based on interpolation
Note on H244: Cerny: United Kingdom
Note on H245: Cerny: United Kingdom
Note on H246: Cerny: original value for 2013, value for 2015 constructed based on interpolation
Note on H247: Cerny: original value for 2013, value for 2015 constructed based on interpolation
Note on H248: Cerny: original value for 2013, value for 2015 constructed based on interpolation
Note on H249: Cerny: Italy original value for 2013, value for 2015 constructed based on interpolation
Note on H250: Cerny: original value for 2013, value for 2015 constructed based on interpolation
Note on H251: Cerny: original value for 2013, value for 2015 constructed based on interpolation
Note on H253: Cerny: Italy
Note on H255: Cerny: original value for 2013, value for 2015 constructed based on interpolation
Note on H256: Cerny: original value for 2013, value for 2015 constructed based on interpolation
Note on H257: Cerny: Italy
Note on H258: Cerny: Italy
Note on H259: Cerny: original value for 2013, value for 2015 constructed based on interpolation
Note on H260: Cerny: original value for 2013, value for 2015 constructed based on interpolation
Note on H261: Cerny: original value for 2013, value for 2015 constructed based on interpolation
Note on H262: Cerny: original value for 2013, value for 2015 constructed based on interpolation
Note on H263: Cerny: original value for 2013, value for 2015 constructed based on interpolation
Note on H264: Cerny: original value for 2013, value for 2015 constructed based on interpolation
Note on H266: Cerny: Germany
Note on H267: Cerny: Belgium
Note on H268: Cerny: original value for 2013, value for 2015 constructed based on interpolation
Note on H269: Cerny: original value for 2013, value for 2015 constructed based on interpolation
Note on H270: Cerny: Germany
Note on H271: Cerny: Germany
Note on H272: Cerny: original value for 2013, value for 2015 constructed based on interpolation
Note on H273: Cerny: original value for 2013, value for 2015 constructed based on interpolation
Note on H274: Cerny: original value for 2013, value for 2015 constructed based on interpolation
Note on H275: Cerny: original value for 2013, value for 2015 constructed based on interpolation
Note on H276: Cerny: original value for 2013, value for 2015 constructed based on interpolation
Note on H277: Cerny: original value for 2013, value for 2015 constructed based on interpolation
Note on H279: Cerny: Germany
Note on H281: Cerny: original value for 2013, value for 2015 constructed based on interpolation
Note on H282: Cerny: original value for 2013, value for 2015 constructed based on interpolation
Note on H283: Cerny: Germany
Note on H284: Cerny: Germany
Note on H285: Cerny: original value for 2013, value for 2015 constructed based on interpolation
Note on H286: Cerny: original value for 2013, value for 2015 constructed based on interpolation
Note on H287: Cerny: original value for 2013, value for 2015 constructed based on interpolation
Note on H288: Cerny: original value for 2013, value for 2015 constructed based on interpolation
Note on H289: Cerny: original value for 2013, value for 2015 constructed based on interpolation
Note on H290: Cerny: original value for 2013, value for 2015 constructed based on interpolation
Note on H292: Cerny: Spain
Note on H294: Cerny: original value for 2013, value for 2015 constructed based on interpolation
Note on H295: Cerny: original value for 2013, value for 2015 constructed based on interpolation
Note on H296: Cerny: Spain
Note on H297: Cerny: Spain
Note on H298: Cerny: original value for 2013, value for 2015 constructed based on interpolation
Note on H299: Cerny: original value for 2013, value for 2015 constructed based on interpolation
Note on H300: Cerny: original value for 2013, value for 2015 constructed based on interpolation
Note on H301: Cerny: original value for 2013, value for 2015 constructed based on interpolation
Note on H302: Cerny: original value for 2013, value for 2015 constructed based on interpolation
Note on H303: Cerny: original value for 2013, value for 2015 constructed based on interpolation
Note on H305: Cerny: Italy
Note on H307: Cerny: original value for 2013, value for 2015 constructed based on interpolation
Note on H308: Cerny: original value for 2013, value for 2015 constructed based on interpolation
Note on H309: Cerny: France
Note on H310: Cerny: France
Note on H311: Cerny: original value for 2013, value for 2015 constructed based on interpolation
Note on H312: Cerny: original value for 2013, value for 2015 constructed based on interpolation
Note on H313: Cerny: original value for 2013, value for 2015 constructed based on interpolation
Note on H314: Cerny: Finland original value for 2013, value for 2015 constructed based on interpolation
Note on H315: Cerny: original value for 2013, value for 2015 constructed based on interpolation
Note on H316: Cerny: original value for 2013, value for 2015 constructed based on interpolation
Note on H320: Cerny: original value for 2013, value for 2015 constructed based on interpolation
Note on H321: Cerny: original value for 2013, value for 2015 constructed based on interpolation
Note on H322: Cerny: United Kingdom
Note on H323: Cerny: United Kingdom
Note on H324: Cerny: original value for 2013, value for 2015 constructed based on interpolation
Note on H325: Cerny: original value for 2013, value for 2015 constructed based on interpolation
Note on H326: Cerny: original value for 2013, value for 2015 constructed based on interpolation
Note on H327: Cerny: original value for 2013, value for 2015 constructed based on interpolation
Note on H328: Cerny: original value for 2013, value for 2015 constructed based on interpolation
Note on H329: Cerny: original value for 2013, value for 2015 constructed based on interpolation
Note on H331: Cerny: Italy
Note on H333: Cerny: original value for 2013, value for 2015 constructed based on interpolation
Note on H334: Cerny: original value for 2013, value for 2015 constructed based on interpolation
Note on H335: Cerny: Italy
Note on H336: Cerny: Italy
Note on H337: Cerny: original value for 2013, value for 2015 constructed based on interpolation
Note on H338: Cerny: original value for 2013, value for 2015 constructed based on interpolation
Note on H339: Cerny: original value for 2013, value for 2015 constructed based on interpolation
Note on H340: Cerny: original value for 2013, value for 2015 constructed based on interpolation
Note on H341: Cerny: original value for 2013, value for 2015 constructed based on interpolation
Note on H342: Cerny: original value for 2013, value for 2015 constructed based on interpolation
Note on H344: Cerny: Germany
Note on H346: Cerny: original value for 2013, value for 2015 constructed based on interpolation
Note on H347: Cerny: original value for 2013, value for 2015 constructed based on interpolation
Note on H348: Cerny: Germany
Note on H349: Cerny: Germany
Note on H350: Cerny: original value for 2013, value for 2015 constructed based on interpolation
Note on H351: Cerny: original value for 2013, value for 2015 constructed based on interpolation
Note on H352: Cerny: original value for 2013, value for 2015 constructed based on interpolation
Note on H353: Cerny: original value for 2013, value for 2015 constructed based on interpolation
Note on H354: Cerny: original value for 2013, value for 2015 constructed based on interpolation
Note on H355: Cerny: original value for 2013, value for 2015 constructed based on interpolation
Note on H359: Cerny: original value for 2013, value for 2015 constructed based on interpolation
Note on H360: Cerny: original value for 2013, value for 2015 constructed based on interpolation
Note on H363: Cerny: original value for 2013, value for 2015 constructed based on interpolation
Note on H364: Cerny: original value for 2013, value for 2015 constructed based on interpolation
Note on H365: Cerny: original value for 2013, value for 2015 constructed based on interpolation